## DB_MOTOR
PRICELIST MOTOR
| KW | HP | CLASS | CMP | [5 empty] | ATT
|  |  |  | 2 Pole | Disc 50% | 4 Pole | Disc 50% | 6 Pole | Disc 50% | 2 Pole | IDR | 4 Pole | IDR | 6 Pole | IDR | 8 Pole | IDR
| 0.25 | 0.35 | IE1 | ****** |  | 1540008 |  | ****** |  | ******* |  | ******* |  | ******* |  | *******
| 0.37 | 0.5 |  | 1408243 | 704121.5 | 1622362 | 811181 | 2067070 | 1033535 | 67 | 791071.68 | 73 | 861913.92 | 95 | 1121668.8 | 133 | 1570336.32
| 0.55 | 0.75 |  | 1589420 | 794710 | 1918834 | 959417 | 2330600 | 1165300 | 73 | 861913.92 | 97 | 1145282.88 | 106 | 1251546.24 | 147 | 1735634.88
| 0.75 | 1 |  | 2034129 | 1017064.5 | 2075306 | 1037653 | 2610602 | 1305301 | 91 | 1074440.64 | 105 | 1239739.2 | 129 | 1523108.16 | 168 | 1983582.72
| 1.1 | 1.5 |  | 2157658 | 1078829 | 2610602 | 1305301 | 3063546 | 1531773 | 102 | 1204318.08 | 120 | 1416844.8 | 148 | 1747441.92 | 204 | 2408636.16
| 1.5 | 2 |  | 2610602 | 1305301 | 3005899 | 1502949.5 | 3755314 | 1877657 | 123 | 1452265.92 | 136 | 1605757.44 | 166 | 1959968.64 | 251 | 2963567.04
| 2.2 | 3 |  | 3047075 | 1523537.5 | 3804726 | 1902363 | 5015321 | 2507660.5 | 141 | 1664792.64 | 170 | 2007196.8 | 216 | 2550320.64 | 292 | 3447655.68
| 3 | 4 |  | 3944727 | 1972363.5 | 4397670 | 2198835 | 6374152 | 3187076 | 182 | 2148881.28 | 191 | 2255144.64 | 277 | 3270550.08 | 326 | 3849095.04
| 4 | 5.5 |  | 4900026 | 2450013 | 5624735 | 2812367.5 | 7403569 | 3701784.5 | 216 | 2550320.64 | 245 | 2892724.8 | 322 | 3801866.88 | 479 | 5655572.16
| 5.5 | 7.5 |  | 7082391 | 3541195.5 | 7205920 | 3602960 | 8836518 | 4418259 | 314 | 3707410.56 | 303 | 3577533.12 | 377 | 4451254.08 | 527 | 6222310.08
| 7.5 | 10 |  | 7815336 | 3907668 | 8581222 | 4290611 | 12328301 | 6164150.5 | 339 | 4002586.56 | 362 | 4274148.48 | 512 | 6045204.48 | 620 | 7320364.8
| 11 | 15 |  | 12649479 | 6324739.5 | 13085952 | 6542976 | 15218904 | 7609452 | 522 | 6163274.88 | 541 | 6387608.64 | 632 | 7462049.28 | 837 | 9882492.48
| 15 | 20 |  | 13958898 | 6979449 | 15433023 | 7716511.5 | 19954223 | 9977111.5 | 578 | 6824469.12 | 645 | 7615540.8 | 856 | 10106826.24 | 1081 | 12763410.24
| 18.5 | 25 |  | 16190674 | 8095337 | 19740105 | 9870052.5 | 24911897 | 12455948.5 | 639 | 7544698.56 | 819 | 9669965.76 | 1021 | 12054987.84 | 1351 | 15951311.04
| 22 | 30 |  | 20810699 | 10405349.5 | 21543644 | 10771822 | 26756613 | 13378306.5
SELISIH CMP & ATT
| KW | HP | CLASS | 2POLE | (%) | 4POLE | (%) | 6POLE | (%)
| 0.25 | 0.35 | IE1
| 0.37 | 0.5 |  | -86950.18 | -12.35% | -50732.92 | -6.254% | -88133.8 | -8.527%
| 0.55 | 0.75 |  | -67203.92 | -8.456% | -185865.88 | -19.37% | -86246.24 | -7.401%
| 0.75 | 1 |  | -57376.14 | -5.641% | -202086.2 | -19.48% | -217807.16 | -16.69%
| 1.1 | 1.5 |  | -125489.08 | -11.63% | -111543.8 | -8.545% | -215668.92 | -14.08%
| 1.5 | 2 |  | -146964.92 | -11.26% | -102807.94 | -6.84% | -82311.64 | -4.384%
| 2.2 | 3 |  | -141255.14 | -9.272% | -104833.8 | -5.511% | -42660.14 | -1.701%
| 3 | 4 |  | -176517.78 | -8.95% | -56309.64 | -2.561% | -83474.08 | -2.619%
| 4 | 5.5 |  | -100307.64 | -4.094% | -80357.3 | -2.857% | -100082.38 | -2.704%
| 5.5 | 7.5 |  | -166215.06 | -4.694% | 25426.88 | 0.7057% | -32995.08 | -0.7468%
| 7.5 | 10 |  | -94918.56 | -2.429% | 16462.52 | 0.3837% | 118946.02 | 1.93%
| 11 | 15 |  | 161464.62 | 2.553% | 155367.36 | 2.375% | 147402.72 | 1.937%
| 15 | 20 |  | 154979.88 | 2.221% | 100970.7 | 1.309% | -129714.74 | -1.3%
| 18.5 | 25 |  | 550638.44 | 6.802% | 200086.74 | 2.027% | 400960.66 | 3.219%
| 22 | 30

## DB-SanMu Plug Fan
xx
SanMu EC Plug Fans
| Model | Motor KW | OSX(H) | AHU(M) | AHU(H) | RTU(M) | SBH(M) | FOB China U/P | USD
| ECF(K)6D280-PLHDAL1-RF | 1.14 |  | 1 |  | 1 | 1 | 577.9 | 444.983
| ECF(K)8D310-PLHDAL1-RF | 1.65 |  |  | 1 |  |  | 712 | 548.24
| ECF(K)8D310-PLHDAL5-RF | 3.03 |  |  | 1 |  |  | 810.3 | 623.931
| ECF(K)8D355-PLHDAL0-RF | 2.56 | 1 | 1 |  |  | 1 | 911 | 701.47
| ECF(K)8D355-PLHDAL11-RF | 3.25 |  |  | 1 |  | 1 | 1046.2 | 805.574
| ECF(K)8D355-PLHDAL19A-RF | 0.815 |  | 1 |  | 1 | 1 | 765 | 589.05
| ECF(K)10D450-PLHDAL0-RF | 5.7 | 1 |  | 1 | 1 |  | 1350 | 1039.5
| ECF(K)8D500-PLHDAL7-RF | 4.13 |  |  |  |  | 1 | 1150 | 885.5
| ECF(K)8D560-PLHDAL10C-RF | 4.8 |  | 1 |  | 1 | 1 | 1200 | 924
| ECF(K)10D630-PLHDAL1-RF | 6.85 |  | 1 | 1 | 1 | 1 | 1950 | 1501.5
| ECF(K)8D630-PLHDAL10Y-RF | 3.45 |  |  |  |  | 1 | 1450 | 1116.5

## Master
BUSH NG. | List Price |  | Motor |  | Blower
| METRIC | INCH | Motor 0.18kW-2P | 56.2 | [6 empty] | Pentapost |  | Centerpost |  | Cornerpiece |  | Omega Joint |  | Panel Clip |  | Tebal Panel
| Rupiah | Rupiah | Motor 0.37kW-2P | 67 | [5 empty] | Type | kG/m | Rp/m | kG/m | Rp/m | kG/Pc | Rp/Pc | kG/Pc | Rp/Pc | kG/m | Rp/m | mm | Type | Cost | Irridiance
Bush 1008 | 160000 | 320000 | Motor 0.55kW-2P | 73.5 | TYPE | Ex-work |  |  | 1 | 1520T(NA06) | 0.316 | 23700 | 0.336 | 29925 | 0.12 | 15500 | 0 | 0 | 0 | 0 | 15 | ESL 20W x 515mmL | 58 | 72uW/cm2
Bush 1108 | 180000 | 360000 | Motor 0.75kW-2P | 89.1 |  | (USD) |  |  | 2 | 1520T(NA20) | 0.316 | 25280 | 0.336 | 26880 | 0.12 | 15500 | 0 | 0 | 0 | 0 | 15 | ESL 40W x 910mmL | 59.9 | 145uW/cm2
Bush 1210 | 240000 | 480000 | Motor 1.1kW-2P | 95.5 |  |  |  |  | 3 | 1540T(NA06) | 0.832 | 62400 | 0.539 | 40425 | 0.12389 | 15500 | 0 | 0 | 0 | 0 | 15 | ESL 60W x 550mmL | 39.8 | 165uW/cm2
Bush 1215 | 260000 | 520000 | Motor 1.5kW-2P | 114.5 |  |  |  |  | 4 | 1540T(NA20) | 0.832 | 66560 | 0.539 | 40425 | 0.12389 | 15500 | 0 | 0 | 0 | 0 | 15 | ESL 80W x 843mmL | 40.9 | 245uW/cm2
Bush 1610 | 290000 | 580000 | Motor 2.2kW-2P | 132.3 | AT 07/07-S | 74 | 5 |  | 5 | 2540Y(NA06) | 1.337 | 130250 | 0.895 | 117125 | 0.13427 | 45000 | 0.035 | 12000 | 0.202 | 19190 | 25 | ESL 95W x 530mmL | 51.3 | 305uW/cm2
Bush 1615 | 300000 | 600000 | Motor 3kW-2P | 167.4 | AT 07/07-S C/W M/F | 82 | 5 |  | 6 | 2540Y(NA20) | 1.337 | 135600 | 1.249 | 121600 | 0.13427 | 45000 | 0.035 | 12000 | 0.202 | 15150 | 25 | ESL 120W x 1148mmL | 53.5 | 340uW/cm2
Bush 2012 | 370000 | 740000 | Motor 4kW-2P | 198.8 | AT 09/07-S | 54 | 6.6 |  | 7 | 5060Y(NA06) | 1.773 | 174015 | 1.093 | 131975 | 0.42476 | 84000 | 0.056628 | 24000 | 0.202 | 15150 | 50 | ESL 150W x 1554mmL | 57.1 | 400uW/cm2
Bush 2517 | 660000 | 1320000 | Motor 5.5kW-2P | 285.8 | AT 09/07-S C/W M/F | 59 | 6.6 |  | 8 | 5060Y(NA20) | 1.773 | 181310 | 1.428 | 137440 | 0.42476 | 84000 | 0.056628 | 24000 | 0.202 | 15150 | 50 | RLM 22" | 378.5714
Bush 2525 | 750000 | 1500000 | Motor 7.5kW-2P | 338.6 | AT 09/09-S | 56 | 7.9 |  | 9 | 5060N(NA06) | 1.6121 | 126976.094 | 1.2431 | 95095.756 | 0.21 | 58597.98 | 0.04 | 17807.16 | 0.17759 | 11905.95 | 50 | RLM 33" | 450
Bush 3020 | 1060000 | 2120000 | Motor 11kW-2P | 494.7 | AT 09/09-S C/W M/F | 62 | 7.9 | LB20 | 10 | 5060A(NA20) | 1.9328 | 183475.866 | 1.569 | 154397.74 | 0.21 | 58597.98 | 0.04 | 17807.16 | 0.17759 | 13769.49 | 50 | RLM 61" | 607.1429
Bush 3030 | 1420000 | 2840000 | Motor 15kW-2P | 609.7 | AT 10/08-S | 59 | 8.3 |  | 11 | 2550T(304) | 4.969 | 322985 | 4.225 | 274625 | 0.772 | 31390 | 0.062 | 3719 | 0 | 0 | 25
Bush 3525 | 1750000 | 3500000 | Motor 18.5kW-2P | 710.1 | AT 10/08-S C/W M/F | 66 | 8.3 |  | 12 | 2550T(316) | 5.081 | 406480 | 4.317 | 345360 | 0.792 | 47203 | 0.064 | 3814 | 0 | 0 | 25
Bush 3535 | 2290000 | 4580000 | Motor 22kW-2P | 901.8 | AT 10/10-S | 65 | 9.3 |  | 13 | 5070T(304) | 6.147 | 399555 | 5.005 | 325325 | 1.914 | 77809 | 0.094 | 3805 | 0 | 0 | 50 | DPG MagRFHelic | 45
Bush 4030 | 3100000 | 5600000 | Motor 30kW-2P | 1169.1 | AT 10/10-S C/W M/F | 72 | 9.3 |  | 14 | 5070T(316) | 6.291 | 503280 | 5.117 | 409360 | 1.963 | 117007 | 0.096 | 5722 | 0 | 0 | 50 | DPG Magnehelic | 106.6667
Bush 4040 | 3700000 | 6700000 | Motor 37kW-2P | 1379.7 | AT 12/09-S | 86 | 12.7 |  | 15 | 2540A(304) | 2.074 | 745100 | 1.897 | 792400 | 0.31 | 740100 | 0.094 | 176300 | 0 | 0 | 25
Bush 4535 | 4100000 | 7400000 | Motor 45kW-2P | 1714.5 | AT 12/09-S C/W M/F | 98 | 12.7 |  | 16 | 2540A(316) | 2.074 | 875200 | 1.897 | 922500 | 0.31 | 740100 | 0.094 | 176300 | 0 | 0 | 25
Bush 4545 | 5100000 | 8700000 | Motor 55kW-2P | 2134.7 | AT 12/12-S | 92 | 15.2 |  | 17 | 4550A(304) | 2.63 | 875200 | 2.61 | 863300 | 0.494 | 775300 | 0.15 | 176300 | 0 | 0 | 45
Bush 5040 | 5800000 | 8700000 | Motor 75kW-2P | 2780 | AT 12/12-S C/W M/F | 104 | 15.2 |  | 18 | 4550A(316) | 2.63 | 898800 | 2.61 | 887000 | 0.494 | 775300 | 0.15 | 176300 | 0 | 0 | 45
Bush 5050 | 6800000 | 10200000 | Motor 90kW-2P | 3529.5 | AT 15/11-S | 107 | 17.7
Bush 6050 | 26000000 | 39000000 | Motor 110kW-2P | 4286.6 | AT 15/11-S C/W M/F | 130 | 17.7 |  |  | kG/m: T; Rp/m: L; kG/m: P; Rp/m: M
Bush 7060 | 32000000 | 48000000 | Motor 0.18kW-4P | 57.3 | AT 15/15-S | 115 | 20.6 |  |  | Type: DS 25; kG/m: 2; Rp/m: 185; kG/m: 1000; Rp/m: 2.96
Pulley |  | 48000000 | Motor 0.37kW-4P | 73.5 | AT 15/15-S C/W M/F | 137 | 20.6 |  |  | Type: DS 50; kG/m: 2; Rp/m: 273; kG/m: 1000; Rp/m: 4.368
|  |  | Motor 0.55kW-4P | 85.4 | AT 18/13-S | 150 | 27
Pitch Dia. | Price |  | Motor 0.75kW-4P | 90.8 | AT 18/13-S C/W F | 180 | 27
|  |  | Motor 1.1kW-4P | 107.5 | AT 18/18-S | 166 | 32.5
1SPZ50 | 470000 |  | Motor 1.5kW-4P | 118.8 | AT 18/18-S C/W F | 196 | 32.5
1SPZ56 | 510000 |  | Motor 2.2kW-4P | 142.6 | AT 22/22-S | 430 | 82.5
1SPZ60 | 570000 |  | Motor 3kW-4P | 169.1 | AT 09/09-AR | 101 | 9.5
1SPZ63 | 240000 |  | Motor 4kW-4P | 208.5 | AT 09/07-AR | 98 | 8.3
1SPZ67 | 250000 |  | Motor 5.5kW-4P | 290 | AT 10/10-AR | 100 | 11
1SPZ71 | 260000 |  | Motor 7.5kW-4P | 362.9 | AT 10/08-AR | 99 | 9.8
1SPZ75 | 320000 |  | Motor 11kW-4P | 507.6 | AT 12/12-AR | 128 | 18.4
1SPZ80 | 330000 |  | Motor 15kW-4P | 639.4 | AT 12/12-AR | 141 | 18.4
1SPZ85 | 350000 |  | Motor 18.5kW-4P | 810.6 | AT 12/12-AR | 121 | 18.4
1SPZ90 | 350000 |  | Motor 22kW-4P | 911.6 | AT 12/09-AR | 117 | 16
1SPZ95 | 360000 |  | Motor 30kW-4P | 1252.8 | AT 15/15-AR | 146 | 24.5
1SPZ100 | 390000 |  | Motor 37kW-4P | 1400.3 | AT 15/15-AR | 186 | 24.5
1SPZ106 | 420000 |  | Motor 45kW-4P | 1723.2 | AT 15/11-AR | 180 | 20.9
1SPZ112 | 440000 |  | Motor 55kW-4P | 2210.3 | AT 18/18-AR | 215 | 38.2
1SPZ118 | 410000 |  | Motor 75kW-4P | 2827.5 | AT 18/18-AR | 239 | 38.2
1SPZ125 | 510000 |  | Motor 90kW-4P | 3411.8 | AT 18/13-AR | 202 | 33
1SPZ132 | 550000 |  | Motor 110kW-4P | 4286.6 | AT 18/13-AR | 225 | 33
1SPZ140 | 600000 |  | Motor 0.18kW-6P | 78.9 | AT 07/07-SC | 83 | 6
1SPZ150 | 620000 |  | Motor 0.37kW-6P | 88.6 | AT 09/07-SC | 64 | 8.3
1SPZ160 | 730000 |  | Motor 0.55kW-6P | 97.2 | AT 09/09-SC | 66 | 9.5
1SPZ170 | 850000 |  | Motor 0.75kW-6P | 115.6 | AT 10/08-SC | 69 | 9.8
1SPZ180 | 850000 |  | Motor 1.1kW-6P | 134.5 | AT 10/10-SC | 75 | 11
1SPZ190 | 920000 |  | Motor 1.5kW-6P | 163.7 | AT 12/09-SC | 96 | 16
1SPZ200 | 1030000 |  | Motor 2.2kW-6P | 193.4 | AT 12/12-SC | 102 | 18.4
1SPZ212 | 1200000 |  | Motor 3kW-6P | 258.2 | AT 15/11-SC | 112 | 20.9
1SPZ224 | 1200000 |  | Motor 4kW-6P | 337.5 | AT 15/15-SC | 118 | 24.5
1SPZ236 | 1470000 |  | Motor 5.5kW-6P | 405 | AT 18/13-SC | 164 | 33
1SPZ250 | 1500000 |  | Motor 7.5kW-6P | 533 | AT 18/18-SC | 178 | 38.2
1SPZ280 | 1900000 |  | Motor 11kW-6P | 696.6 | AT 20/15-TIC | 372 | 71
1SPZ315 | 2100000 |  | Motor 15kW-6P | 907.2 | AT 20/20-TIC | 348 | 78
1SPZ355 | 2200000 |  | Motor 18.5kW-6P | 1038.5 | AT 20/20-TIC | 398 | 78
1SPZ400 | 2900000 |  | Motor 22kW-6P | 1370.6 | AT 22/15-TIC | 427 | 73
1SPZ450 | 3200000 |  | Motor 30kW-6P | 1634.6 | AT 22/22-TIC | 447 | 82.5
1SPZ500 | 3900000 |  | Motor 37kW-6P | 2235.1 | AT 25/20-TIC | 457 | 93
2SPZ50 | 510000 |  | Motor 45kW-6P | 2675.7 | AT 25/25-TIC | 466 | 105
2SPZ56 | 560000 |  | Motor 55kW-6P | 3240 | AT 25/25-TIC | 465 | 105
2SPZ60 | 610000 |  | Motor 75kW-6P | 4413.5 | AT 28/28-TIC | 558 | 128
2SPZ63 | 270000 |  | Motor 90kW-6P | 5433 | AT 30/28-TIC | 651 | 138
2SPZ67 | 280000 |  | Motor 110kW-6P | 6110.1 | AT 09/07-G2L C/W M/F | 135 | 14.9
2SPZ71 | 310000 |  |  |  | AT 09/09-G2L C/W M/F | 137 | 18.1
2SPZ75 | 380000 |  |  |  | AT 10/08-G2L C/W M/F | 141 | 18.5
2SPZ80 | 390000 |  |  |  | AT 10/10-G2L C/W M/F | 146 | 21.1
2SPZ85 | 400000 |  |  |  | AT 12/09-G2L C/W M/F | 190 | 28.2
2SPZ90 | 430000 |  |  |  | AT 12/12-G2L C/W M/F | 207 | 33.8
2SPZ95 | 450000 |  |  |  | AT 15/11-G2L C/W M/F | 252 | 39.7
2SPZ100 | 460000 |  |  |  | AT 15/15-G2L C/W M/F | 273 | 45.3
2SPZ106 | 480000 |  |  |  | AT 18/13-G2L C/W M/F | 329 | 57.8
2SPZ112 | 500000 |  |  |  | AT 18/18-G2L C/W M/F | 391 | 70.5
2SPZ118 | 5770000 |  |  |  | ADH 180 R | 135 | 7.8
2SPZ125 | 620000 |  |  |  | ADH 200 R | 137 | 9.1
2SPZ132 | 680000 |  |  |  | ADH 225 R | 138 | 10.7
2SPZ140 | 800000 |  |  |  | ADH 250 R | 142 | 13
2SPZ150 | 920000 |  |  |  | ADH 280 R | 159 | 18
2SPZ160 | 990000 |  |  |  | ADH 315 R | 170 | 22
2SPZ170 | 1190000 |  |  |  | ADH 355 R | 207 | 29
2SPZ180 | 1080000 |  |  |  | ADH 400 R | 244 | 38
2SPZ190 | 1210000 |  |  |  | ADH 450 R | 324 | 50
2SPZ200 | 1230000 |  |  |  | ADH 500 R | 390 | 65
2SPZ212 | 1420000 |  |  |  | ADH 560 R | 482 | 86
2SPZ224 | 1420000 |  |  |  | ADH 630 R | 674 | 106
2SPZ236 | 1710000 |  |  |  | ADH 710 R | 850 | 135
2SPZ250 | 1700000 |  |  |  | ADH 250 K | 187 | 18
2SPZ280 | 2200000 |  |  |  | ADH 280 K | 202 | 24
2SPZ315 | 2500000 |  |  |  | ADH 315 K | 217 | 29
2SPZ355 | 2700000 |  |  |  | ADH 355 K | 268 | 41
2SPZ400 | 3800000 |  |  |  | ADH 400 K | 337 | 52
2SPZ450 | 4200000 |  |  |  | ADH 450 K | 437 | 66
2SPZ500 | 5100000 |  |  |  | ADH 500 K | 518 | 85
2SPZ630 | 7300000 |  |  |  | ADH 560 K | 694 | 134
3SPZ63 | 310000 |  |  |  | ADH 630 K | 843 | 170
3SPZ67 | 330000 |  |  |  | ADH 710 K | 984 | 201
3SPZ71 | 350000 |  |  |  | ADH 800 K | 1257 | 249
3SPZ75 | 440000 |  |  |  | ADH 900 K | 1508 | 306
3SPZ80 | 460000 |  |  |  | ADH 1000 K | 1879 | 333
3SPZ85 | 480000 |  |  |  | ADH 315 K1 | 300 | 30
3SPZ90 | 500000 |  |  |  | ADH 355 K1 | 363 | 42
3SPZ95 | 540000 |  |  |  | ADH 400 K1 | 440 | 53
3SPZ100 | 560000 |  |  |  | ADH 450 K1 | 529 | 67
3SPZ106 | 570000 |  |  |  | ADH 500 K1 | 638 | 86
3SPZ112 | 590000 |  |  |  | ADH 560 K1 | 825 | 142
3SPZ118 | 650000 |  |  |  | ADH 630 K1 | 954 | 175
3SPZ125 | 730000 |  |  |  | ADH 710 K1 | 1378 | 208
3SPZ132 | 780000 |  |  |  | ADH 800 K1 | 1547 | 261
3SPZ140 | 960000 |  |  |  | ADH 900 K1 | 1792 | 316
3SPZ150 | 1030000 |  |  |  | ADH 560 K2 | 1259 | 150
3SPZ160 | 1340000 |  |  |  | ADH 630 K2 | 1414 | 180
3SPZ170 | 1390000 |  |  |  | ADH 710 K2 | 1965 | 225
3SPZ180 | 1220000 |  |  |  | ADH 800 K2 | 2163 | 278
3SPZ190 | 1440000 |  |  |  | ADH 900 K2 | 2179 | 320
3SPZ200 | 1460000 |  |  |  | ADH 1000 K2 | 2438 | 360
3SPZ212 | 1680000 |  |  |  | RDH 180 R | 184 | 7.1
3SPZ224 | 1680000 |  |  |  | RDH 200 R | 185 | 8.5
3SPZ236 | 1890000 |  |  |  | RDH 225 R | 199 | 9.9
3SPZ250 | 2000000 |  |  |  | RDH 250 R | 168 | 15.7
3SPZ280 | 2500000 |  |  |  | RDH 280 R | 188 | 21.23
3SPZ315 | 3100000 |  |  |  | RDH 315 R | 207 | 25
3SPZ355 | 3500000 |  |  |  | RDH 355 R | 255 | 34
3SPZ400 | 4400000 |  |  |  | RDH 400 R | 295 | 42
3SPZ450 | 4900000 |  |  |  | RDH 450 R | 385 | 57
3SPZ500 | 6100000 |  |  |  | RDH 500 R | 462 | 70
3SPZ630 | 8700000 |  |  |  | RDH 560 R | 553 | 92
3SPZ710 | 11000000 |  |  |  | RDH 630 R | 672 | 119.09
3SPZ800 | 12600000 |  |  |  | RDH 710 R | 985 | 165.4
1SPA63 | 500000 |  |  |  | RDH 250 K | 210 | 20.644
1SPA67 | 540000 |  |  |  | RDH 280 K | 219 | 28
1SPA71 | 260000 |  |  |  | RDH 315 K | 244 | 32
1SPA75 | 260000 |  |  |  | RDH 355 K | 303 | 46
1SPA80 | 310000 |  |  |  | RDH 400 K | 363 | 57
1SPA85 | 340000 |  |  |  | RDH 450 K | 460 | 73
1SPA90 | 350000 |  |  |  | RDH 500 K | 543 | 90
1SPA95 | 360000 |  |  |  | RDH 560 K | 705 | 141.11
1SPA100 | 330000 |  |  |  | RDH 630 K | 843 | 173.47
1SPA106 | 390000 |  |  |  | RDH 710 K | 1120 | 220.04
1SPA112 | 400000 |  |  |  | RDH 800 K | 1437 | 270.09
1SPA118 | 430000 |  |  |  | RDH 900 K | 1905 | 342.53
1SPA125 | 490000 |  |  |  | RDH 1000 K | 2223 | 414.69
1SPA132 | 510000 |  |  |  | RDH 400 K1 | 433 | 56.65
1SPA140 | 560000 |  |  |  | RDH 450 K1 | 529 | 73.03
1SPA150 | 650000 |  |  |  | RDH 500 K1 | 619 | 90.43
1SPA160 | 700000 |  |  |  | RDH 560 K1 | 837 | 149
1SPA170 | 770000 |  |  |  | RDH 630 K1 | 954 | 159
1SPA180 | 800000 |  |  |  | RDH 710 K1 | 1510 | 172.4
1SPA190 | 800000 |  |  |  | RDH 800 K1 | 1712 | 288.75
1SPA200 | 940000 |  |  |  | RDH 900 K1 | 2062 | 358
1SPA212 | 1210000 |  |  |  | RDH 500 K2 | 695 | 110
1SPA224 | 1270000 |  |  |  | RDH 560 K2 | 1270 | 152.59
1SPA236 | 1550000 |  |  |  | RDH 630 K2 | 1414 | 185.09
1SPA250 | 1580000 |  |  |  | RDH 710 K2 | 2130 | 249.66
1SPA265 | 1670000 |  |  |  | RDH 800 K2 | 2358 | 305.31
1SPA280 | 1770000 |  |  |  | RDH 900 K2 | 2678 | 374.8
1SPA300 | 2060000 |  |  |  | RDH 1000 K2 | 3010 | 450.3
1SPA315 | 2160000 |  |  |  | SYT 09/07-L | 78 | 8 | 54
1SPA335 | 2300000 |  |  |  | SYT 09/09-L | 77 | 9.5 | 56
1SPA355 | 2880000 |  |  |  | SYT 10/10-L | 92 | 11 | 63
1SPA375 | 2900000 |  |  |  | SYT 12/09-L | 101 | 15.2 | 79
1SPA400 | 2920000 |  |  |  | SYT 12/12-L | 111 | 18.2 | 83
1SPA425 | 3220000 |  |  |  | SYT 15/11-LK | 171 | 24.5 | 113
1SPA450 | 3420000 |  |  |  | SYT 15/15-LK | 152 | 28.2 | 122
1SPA475 | 3890000 |  |  |  | SYT 18/13-LK | 197 | 38.6 | 148
1SPA500 | 4360000 |  |  |  | SYT 18/18-LK | 213 | 45.8 | 155
1SPA530 | 4630000 |  |  |  | SYT 09/07-L2 | 91 | 17.9 | 91
1SPA560 | 5800000 |  |  |  | SYT 09/09-L2 | 98 | 21.7 | 98
1SPA630 | 7000000 |  |  |  | SYT 10/10-L2 | 110 | 25.3 | 110
2SPA63 | 610000 |  |  |  | SYT 12/09-L2 | 139 | 33.9 | 139
2SPA67 | 650000 |  |  |  | SYT 12/12-L2 | 159 | 40.6 | 159
2SPA71 | 350000 |  |  |  | SYT 15/11-L2 | 195 | 47.6 | 195
2SPA75 | 390000 |  |  |  | SYT 15/15-L2 | 211 | 54.3 | 211
2SPA80 | 400000 |  |  |  | SYT 18/13-L2 | 261 | 69.3 | 261
2SPA85 | 410000 |  |  |  | SYT 18/18-L2 | 283 | 84.6 | 283
2SPA90 | 440000 |  |  |  | SYD 160 R | 64 | 6.3 | 47 |  | Type: 1.3617
2SPA95 | 450000 |  |  |  | SYD 180 R | 68 | 7.4 | 50 |  | Type: 1.36
2SPA100 | 430000 |  |  |  | SYD 200 R | 68 | 9.4 | 54 |  | Type: 1.2593
2SPA106 | 480000 |  |  |  | SYD 225 R | 73 | 10.8 | 58 |  | Type: 1.2586
2SPA112 | 520000 |  |  |  | SYD 250 R | 95 | 13 | 70 |  | Type: 1.3571
2SPA118 | 580000 |  |  |  | SYD 280 R | 98 | 19 | 85 |  | Type: 1.1529
2SPA125 | 630000 |  |  |  | SYD 315 R | 115 | 25 | 101 |  | Type: 1.1386
2SPA132 | 700000 |  |  |  | SYD 355 R | 157 | 36 | 127 |  | Type: 1.2362
2SPA140 | 800000 |  |  |  | SYD 400 R | 191 | 44 | 160 |  | Type: 1.1938
2SPA150 | 910000 |  |  |  | SYD 450 R | 257 | 57 | 217 |  | Type: 1.1843
2SPA160 | 1010000 |  |  |  | SYD 500 R | 306 | 71.5 | 258 |  | Type: 1.186
2SPA170 | 1210000 |  |  |  | SYD 560 R | 397 | 131 | 353 |  | Type: 1.1246
2SPA180 | 1280000 |  |  |  | SYD 630 R | 516 | 156 | 458 |  | Type: 1.1266
2SPA190 | 1250000 |  |  |  | SYD 710 R | 683 | 192 | 613 |  | Type: 1.1142
2SPA200 | 1390000 |  |  |  | SYD 280 K | 117 | 29 | 96 |  | Type: 1.2188
2SPA212 | 1720000 |  |  |  | SYD 315 K | 134 | 35 | 111 |  | Type: 1.2072
2SPA224 | 1730000 |  |  |  | SYD 355 K | 170 | 42 | 139 |  | Type: 1.223
2SPA236 | 2030000 |  |  |  | SYD 400 K | 208 | 57 | 170 |  | Type: 1.2235
2SPA250 | 2090000 |  |  |  | SYD 450 K | 292 | 72 | 244 |  | Type: 1.1967
2SPA265 | 2220000 |  |  |  | SYD 500 K | 347 | 92 | 291 |  | Type: 1.1924
2SPA280 | 2490000 |  |  |  | SYD 560 K | 479 | 160 | 406 |  | Type: 1.1798
2SPA300 | 2920000 |  |  |  | SYD 630 K | 679 | 185 | 495 |  | Type: 1.3717
2SPA315 | 3060000 |  |  |  | SYD 710 K | 811 | 240 | 701 |  | Type: 1.1569
2SPA335 | 3250000 |  |  |  | SYD 800 K | 963 | 290 | 823 |  | Type: 1.1701
2SPA355 | 3420000 |  |  |  | SYD 900 K | 1223 | 365 | 1072 |  | Type: 1.1409
2SPA375 | 3520000 |  |  |  | SYD 1000 K | 1483 | 480 | 1228 |  | Type: 1.2077
2SPA400 | 3620000 |  |  |  | SYQ 200 R | 110 | 10 | 64 |  | Type: 1.7188
2SPA425 | 4100000 |  |  |  | SYQ 225 R | 105 | 12 | 67 |  | Type: 1.5672
2SPA450 | 4440000 |  |  |  | SYQ 250 R | 134 | 18 | 81 |  | Type: 1.6543
2SPA475 | 4750000 |  |  |  | SYQ 280 R | 146 | 22 | 104 |  | Type: 1.4038
2SPA500 | 5060000 |  |  |  | SYQ 315 R | 159 | 32.6 | 114 |  | Type: 1.3947
2SPA530 | 5630000 |  |  |  | SYQ 355 R | 204 | 42.7 | 140 |  | Type: 1.4571
2SPA560 | 7300000 |  |  |  | SYQ 400 R | 230 | 50.6 | 182 |  | Type: 1.2637
2SPA630 | 9400000 |  |  |  | SYQ 450 R | 294 | 67.5 | 239 |  | Type: 1.2301
2SPA710 | 10600000 |  |  |  | SYQ 500 R | 349 | 84.2 | 283 |  | Type: 1.2332
2SPA800 | 15300000 |  |  |  | SYQ 560 R | 483 | 142 | 389 |  | Type: 1.2416
3SPA71 | 440000 |  |  |  | SYQ 630 R | 596 | 168 | 485 |  | Type: 1.2289
3SPA75 | 460000 |  |  |  | SYQ 710 R | 796 | 223 | 652 |  | Type: 1.2209
3SPA80 | 470000 |  |  |  | SYQ 280 K | 178 | 32 | 139 |  | Type: 1.2806
3SPA85 | 480000 |  |  |  | SYQ 315 K | 194 | 42.6 | 150 |  | Type: 1.2933
3SPA90 | 520000 |  |  |  | SYQ 355 K | 242 | 54.7 | 182 |  | Type: 1.3297
3SPA95 | 560000 |  |  |  | SYQ 400 K | 279 | 63.6 | 223 |  | Type: 1.2511
3SPA100 | 520000 |  |  |  | SYQ 450 K | 347 | 82.5 | 285 |  | Type: 1.2175
3SPA106 | 590000 |  |  |  | SYQ 500 K | 404 | 104.2 | 330 |  | Type: 1.2242
3SPA112 | 650000 |  |  |  | SYQ 560 K | 561 | 171 | 463 |  | Type: 1.2117
3SPA118 | 690000 |  |  |  | SYQ 630 K | 657 | 197 | 541 |  | Type: 1.2144
3SPA125 | 780000 |  |  |  | SYQ 710 K | 951 | 271 | 789 |  | Type: 1.2053
3SPA132 | 830000 |  |  |  | SYQ 800 K | 1121 | 300 | 918 |  | Type: 1.2211
3SPA140 | 1040000 |  |  |  | SYQ 900 K | 1445 | 481.5 | 1190 |  | Type: 1.2143
3SPA150 | 1070000 |  |  |  | SYQ 1000 K | 1641 | 530 | 1348 |  | Type: 1.2174
3SPA160 | 1220000 |  |  |  | SYQ 500 Z | 658 | 107 | 519 |  | Type: 1.2678
3SPA170 | 1490000 |  |  |  | SYQ 560 Z | 895 | 174 | 703 |  | Type: 1.2731
3SPA180 | 1550000 |  |  |  | SYQ 630 Z | 1012 | 200 | 787 |  | Type: 1.2859
3SPA190 | 1640000 |  |  |  | SYQ 710 Z | 1309 | 274 | 1018 |  | Type: 1.2859
3SPA200 | 1670000 |  |  |  | SYQ 800 Z | 1521 | 304 | 1161 |  | Type: 1.3101
3SPA212 | 2010000 |  |  |  | SYQ 900 Z | 1909 | 485 | 1398 |  | Type: 1.3655
3SPA224 | 2040000 |  |  |  | SYQ 1000 Z | 2081 | 535 | 1543 |  | Type: 1.3487
3SPA236 | 2390000 |  |  |  | SYH 280 R | 176 | 22 | 110 |  | Type: 1.6
3SPA250 | 2400000 |  |  |  | SYH 315 R | 192 | 32.6 | 131 |  | Type: 1.4656
3SPA265 | 2540000 |  |  |  | SYH 355 R | 246 | 42.7 | 156 |  | Type: 1.5769
3SPA280 | 2700000 |  |  |  | SYH 400 R | 267 | 50.6 | 191 |  | Type: 1.3979
3SPA300 | 350000 |  |  |  | SYH 450 R | 343 | 67.5 | 261 |  | Type: 1.3142
3SPA315 | 3670000 |  |  |  | SYH 500 R | 404 | 84.2 | 294 |  | Type: 1.3741
3SPA335 | 390000 |  |  |  | SYH 560 R | 559 | 142 | 403 |  | Type: 1.3871
3SPA355 | 4570000 |  |  |  | SYH 630 R | 692 | 168 | 501 |  | Type: 1.3812
3SPA375 | 4620000 |  |  |  | SYH 710 R | 923 | 223 | 709 |  | Type: 1.3018
3SPA400 | 4760000 |  |  |  | SYH 280 K | 212 | 32 | 143 |  | Type: 1.4825
3SPA425 | 5380000 |  |  |  | SYH 315 K | 231 | 42.6 | 164 |  | Type: 1.4085
3SPA450 | 5820000 |  |  |  | SYH 355 K | 288 | 54.7 | 199 |  | Type: 1.4472
3SPA475 | 6270000 |  |  |  | SYH 400 K | 323 | 63.6 | 236 |  | Type: 1.3686
3SPA500 | 6720000 |  |  |  | SYH 450 K | 403 | 82.5 | 303 |  | Type: 1.33
3SPA530 | 7390000 |  |  |  | SYH 500 K | 467 | 104.5 | 346 |  | Type: 1.3497
3SPA560 | 9500000 |  |  |  | SYH 560 K | 649 | 171 | 477 |  | Type: 1.3606
3SPA630 | 11400000 |  |  |  | SYH 630 K | 762 | 197 | 550 |  | Type: 1.3855
3SPA710 | 14200000 |  |  |  | SYH 710 K | 1101 | 271 | 842 |  | Type: 1.3076
3SPA800 | 17000000 |  |  |  | SYH 800 K | 1299 | 300 | 942 |  | Type: 1.379
3SPA900 | 21100000 |  |  |  | SYH 900 K | 1700 | 481.5 | 1196 |  | Type: 1.4214
3SPA1000 | 23700000 |  |  |  | SYH 1000 K | 1900 | 530 | 1335 |  | Type: 1.4232
1SPB100 | 380000 |  |  |  | SYH 500 Z | 724 | 107 | 537 |  | Type: 1.3482
1SPB106 | 450000 |  |  |  | SYH 560 Z | 984 | 174 | 718 |  | Type: 1.3705
1SPB112 | 510000 |  |  |  | SYH 630 Z | 1113 | 200 | 796 |  | Type: 1.3982
1SPB118 | 560000 |  |  |  | SYH 710 Z | 1440 | 274 | 1071 |  | Type: 1.3445
1SPB125 | 570000 |  |  |  | SYH 800 Z | 1673 | 304 | 1172 |  | Type: 1.4275
1SPB132 | 610000 |  |  |  | SYH 900 Z | 2100 | 485 | 1316 |  | Type: 1.5957
1SPB140 | 620000 |  |  |  | SYH 1000 Z | 2289 | 535 | 1524 |  | Type: 1.502
1SPB150 | 670000 |  |  |  | EC-PDF190 | 75 | 10
1SPB160 | 770000 |  |  |  | EC-PDF225 | 100 | 12
1SPB170 | 870000 |  |  |  | EC-PDF315 | 350 | 33
1SPB180 | 960000 |  |  |  | EC-PDF355 | 450 | 38
1SPB190 | 1120000 |  |  |  | EC-PDF450 | 500 | 51
1SPB200 | 1170000 |  |  |  | EC-PDF500 | 650 | 74
1SPB212 | 1250000 |  |  |  | EC-PDF560 | 800 | 83
1SPB224 | 1390000 |  |  |  | EC-PDF630 | 850 | 94
1SPB236 | 1510000 |  |  |  | EC-FCS180 | 200
1SPB250 | 1670000 |  |  |  | SYWA 280 | 153 | 49 | 141
1SPB265 | 2140000 |  |  |  | SYWA 315 | 168 | 60 | 155
1SPB280 | 2230000 |  |  |  | SYWA 355 | 189 | 63 | 174
1SPB300 | 2430000 |  |  |  | SYWA 400 | 235 | 77 | 217
1SPB315 | 2500000 |  |  |  | SYWA 450 | 273 | 87 | 252
1SPB335 | 2520000 |  |  |  | SYWA 500 | 419 | 110 | 404
1SPB355 | 2760000 |  |  |  | SYWA 560 | 526 | 120 | 507
1SPB375 | 4420000 |  |  |  | SYWA 630 | 591 | 142 | 570
1SPB400 | 4450000 |  |  |  | SYWA 710 | 833 | 197 | 804
1SPB425 | 4900000 |  |  |  | SYWA 800 | 1012 | 267 | 977
1SPB450 | 4900000 |  |  |  | SYWA 900 | 1253 | 347 | 1210
1SPB475 | 5400000 |  |  |  | SYWA 1000 | 1429 | 411 | 1380
1SPB500 | 5400000
1SPB530 | 6200000
1SPB560 | 6300000
1SPB630 | 7300000
2SPB100 | 540000
2SPB106 | 590000
2SPB112 | 600000
2SPB118 | 650000
2SPB125 | 680000
2SPB132 | 800000
2SPB140 | 850000
2SPB150 | 940000
2SPB160 | 10550000
2SPB170 | 1170000
2SPB180 | 1340000
2SPB190 | 1530000
2SPB200 | 1690000
2SPB212 | 1750000
2SPB224 | 1879000
2SPB236 | 2020000
2SPB250 | 2260000
2SPB265 | 2900000
2SPB280 | 2900000
2SPB300 | 3550000
2SPB315 | 3590000
2SPB335 | 3610000
2SPB355 | 3940000
2SPB375 | 5120000
2SPB400 | 5090000
2SPB425 | 5700000
2SPB450 | 5600000
2SPB475 | 6200000
2SPB500 | 6000000
2SPB530 | 7200000
2SPB560 | 7900000
2SPB630 | 9500000
2SPB710 | 14400000
2SPB800 | 21000000
3SPB100 | 700000
3SPB106 | 770000
3SPB112 | 780000
3SPB118 | 780000
3SPB125 | 850000
3SPB132 | 960000
3SPB140 | 1070000
3SPB150 | 1170000
3SPB160 | 1350000
3SPB170 | 1460000
3SPB180 | 1630000
3SPB190 | 1670000
3SPB200 | 2070000
3SPB212 | 2110000
3SPB224 | 2220000
3SPB236 | 2430000
3SPB250 | 2700000
3SPB265 | 3560000
3SPB280 | 3560000
3SPB300 | 4470000
3SPB315 | 4560000
3SPB335 | 4840000
3SPB355 | 4940000
3SPB375 | 6760000
3SPB400 | 7440000
3SPB425 | 8100000
3SPB450 | 8200000
3SPB475 | 8800000
3SPB500 | 9100000
3SPB530 | 9700000
3SPB560 | 10700000
3SPB630 | 12500000
3SPB710 | 18500000
3SPB800 | 22000000
3SPB900 | 25000000
3SPB1000 | 34000000
3SPB1120 | 82000000
3SPB1250 | 83000000
3SPC200 | 3930000
3SPC212 | 4280000
3SPC224 | 4760000
3SPC236 | 5310000
3SPC250 | 5800000
3SPC265 | 6600000
3SPC280 | 7400000
3SPC300 | 7500000
3SPC315 | 8200000
3SPC335 | 8700000
3SPC355 | 9300000
3SPC375 | 10100000
3SPC400 | 11100000
3SPC425 | 11300000
3SPC450 | 12100000
3SPC475 | 12300000
3SPC500 | 13100000
3SPC530 | 13600000
3SPC560 | 14900000
3SPC630 | 18800000
3SPC710 | 24800000
3SPC800 | 31000000
3SPC900 | 37000000
3SPC1000 | 46000000
3SPC1120 | 66220000
3SPC1250 | 66440000
4SPC200 | 4610000
4SPC212 | 5080000
4SPC224 | 5880000
4SPC236 | 6520000
4SPC250 | 7000000
4SPC265 | 7800000
4SPC280 | 8400000
4SPC300 | 9000000
4SPC315 | 9500000
4SPC335 | 10300000
4SPC355 | 10800000
4SPC375 | 11700000
4SPC400 | 12600000
4SPC425 | 12900000
4SPC450 | 14500000
4SPC475 | 15000000
4SPC500 | 15500000
4SPC530 | 16100000
4SPC560 | 17700000
4SPC630 | 20400000
4SPC710 | 30600000
4SPC800 | 35000000
4SPC900 | 41000000
4SPC1000 | 51000000
4SPC1120 | 121000000
4SPC1250 | 130000000
5SPC200 | 5500000
5SPC212 | 6110000
5SPC224 | 6790000
5SPC236 | 7420000
5SPC250 | 8900000
5SPC265 | 9000000
5SPC280 | 9700000
5SPC300 | 10400000
5SPC315 | 10800000
5SPC335 | 11800000
5SPC355 | 12500000
5SPC375 | 13700000
5SPC400 | 14700000
5SPC425 | 15000000
5SPC450 | 16300000
5SPC475 | 17900000
5SPC500 | 18400000
5SPC530 | 20700000
5SPC560 | 22100000
5SPC630 | 25200000
5SPC710 | 36800000
5SPC800 | 42000000
5SPC900 | 49000000
5SPC1000 | 56000000
5SPC1120 | 137000000
5SPC1250 | 148000000

## SCU75M1 (hidden)
X |  | 1 | 2 | 3 | 4 | 5 | 6 | 7 | 8 | 9 | 10 | 11 | 12 | 13 | 14 | 15 | 16 | 17 | 18 | 19 | 20 | 21 | 22 | 23 | 24 | XXXXXXXX | X | XXXXXXXX | XXXXXXXX | XXXXXXXX | XXXXXXXX | X | X | X |  |  |  |  | X | X | X |  |  |  |  | X | X | X | [7 empty] | X | X | X | [8 empty] | X | [7 empty] | X | [7 empty] | X | X
| Casing Spec: SCU- | [18 empty] | SCU75M1 |  |  |  | 177.7969 | 878.4747 | SCU75M1 |  | SCU75M1 | SCU100M1 | SCU125M1 | SCU150M1
| Specification Casing |  | Frame | Ambient | Coat(Frm) | Liner 1 (mmT) |  | Liner 2 (mmT) |  | Coat(Liner) | Insulation | Panel | Coat(Pnl) | Structure | Coat(Skd) | Coat(Str) | DrainPan | Coat(DP)
| Entry==> |  | 1540T(NA06) | SA | 1 | GI | 0 | 0 | 0 | 1 | 0 | SGCC | 1 | SGCC | 1 | 0 | SUS316L | 0
| Specification Coil |  | Fin (DXC/CWC) |  | Tube (DXC/CWC) |  | EP (DXC/CWC) |  | Header | AGC | VR514 | UC5504
| Entry==> |  | Al1100 | 0.11 | Cu | 0.33 | SGCC | 1.5 | Copper | 1 | 1 | 0
| Specification Component |  | Compressor | Blower | Axial Fan | Enclosure | LCS | Rfg PT | Rfg PG | CC Heater | S. Accum. | FD/SG | Ball Valve | Cable | [5 empty] | Skid Rpt | WPS | MPT | Load Test | FAT | ATEX
| Entry==> |  | Copeland | NA | WeiGuang | Std IP44 | 0 | 0 | 0 | 0 | 0 | 0 | 0 | 1 Core | [5 empty] | 0 | 0 | 0 | 0 | 0 | 0
| Structure & Coating |  | Casing Structure |  |  | DrainPan |  |  | Nylon-Coat |  | Frame-Coat |  | Liner-Coat |  | Panel-Coat |  | Skid-Hot Dip |  | Structure-Coat |  | DrainPan-Coat |  |  | Rp/USD | 14654
|  |  | Type | kG/m3 | Rp/kG | Type | kG/m3 | Rp/kG | kG/m2 | Rp/m2 | kG/m2 | Rp/m2 | kG/m2 | Rp/m2 | kG/m2 | Rp/kG | kG/m2 | Rp/kG | kG/m2 | Rp/m2 | kG/m2 | Rp/m2
|  |  | SGCC | 8030 | 22500 | SUS316L | 8000 | 80000 | 0.372 | 105216.7792 | 0.25 | 65000 | 0.25 | 65000 | 0.25 | 65000 | 0.4284 | 9000 | 0 | 0 | 0 | 0
|  |  | SGCC | 8030 | 22500 | SGCC | 8030 | 22500 | 0.372 | 105216.7792 | 0.25 | 65000 | 0.25 | 65000 | 0.25 | 65000 | 0.4284 | 9000 | 0.25 | 65000 | 0.25 | 65000 |  | USD | 1
|  |  | SPHC | 7700 | 18000 | SPHC | 7700 | 18000 | [15 empty] | Euro | 0.882
|  |  | SUS304 | 7800 | 65000 | SUS304 | 7800 | 65000 | [15 empty] | SGP | 1.375
|  |  | SUS316L | 8000 | 80000 | SUS316L | 8000 | 80000 | [15 empty] | RM | 4.186
|  |  | Al6063 | 2720 | 94085 | Al6063 | 2720 | 94085 | [15 empty] | Rmb | 6.935
|  |  | Copper | 8900 | 207000 | Copper | 8900 | 207000 | [15 empty] | Rp | 14654
[24 empty] | Rs | 71.907
| Frame |  | Pentapost |  | Centerpost |  | Cornerpiece |  | Omega Joint |  | Panel Clip |  | Coating Area |  |  |  | Cutting Allowance
|  | Type | kG/m | Rp/m | kG/m | Rp/m | kG/Pc | Rp/Pc | kG/Pc | Rp/Pc | kG/m | Rp/m | Corner | PP | CP | CLIP | PP | CP | Insert | Gsk | Clip L | Clip H | Pnl PP | Pnl CP
|  | 1540T(NA06) | 0.711 | 46215 | 0.539 | 35035 | 0.12389 | 7000 | 0 | 0 | 0 | 0 | 115 | 198 | 198 | 0 | 60 | 40 | 0 | 40 | 0 | 0 | 40 | 40
|  | No Frame | 0 | 0 | 0 | 0 | 0 | 0 | 0 | 0 | 0 | 0 | 0 | 0 | 0 | 0 | 0 | 0 | 0 | 0 | 0 | 0 | 0 | 0
|  | 1520T(NA06) | 0.316 | 20540 | 0.3986 | 25935 | 0.12 | 7000 | 0 | 0 | 0 | 0 | 84 | 136 | 136 | 0 | 35 | 20 | 0 | 20 | 0 | 0 | 20 | 20
|  | 1520T(NA20) | 0.316 | 22278 | 0.3986 | 28129.5 | 0.12 | 7000 | 0 | 0 | 0 | 0 | 84 | 136 | 136 | 0 | 35 | 20 | 0 | 20 | 0 | 0 | 20 | 20
|  | 1540T(NA06) | 0.711 | 46215 | 0.539 | 35035 | 0.12389 | 7000 | 0 | 0 | 0 | 0 | 115 | 198 | 198 | 0 | 60 | 40 | 0 | 40 | 0 | 0 | 40 | 40
|  | 1540T(NA20) | 0.711 | 50125.5 | 0.539 | 37999.5 | 0.12389 | 7000 | 0 | 0 | 0 | 0 | 115 | 198 | 198 | 0 | 60 | 40 | 0 | 40 | 0 | 0 | 40 | 40
|  | 2540Y(NA06) | 1.337 | 79065 | 1.249 | 73345 | 0.13427 | 32480 | 0.035 | 4000 | 0.179 | 11635 | 95 | 244 | 201 | 14 | 84 | 84 | 26 | 40 | 60 | 75 | 56 | 34
|  | 2540Y(NA20) | 1.337 | 84570.5 | 1.249 | 78366.5 | 0.13427 | 32480 | 0.035 | 4000 | 0.179 | 12619.5 | 95 | 244 | 201 | 14 | 84 | 84 | 26 | 40 | 60 | 75 | 56 | 34
|  | 5060Y(NA06) | 1.773 | 136145 | 1.428 | 106735 | 0.42476 | 47745.6 | 0.056628 | 13533.3333 | 0.179 | 11635 | 140 | 334 | 240 | 14 | 58 | 58 | 52 | 67 | 28 | 58 | 82 | 34
|  | 5060Y(NA20) | 1.773 | 136145 | 1.428 | 106735 | 0.42476 | 47745.6 | 0.056628 | 13533.3333 | 0.179 | 12619.5 | 140 | 334 | 240 | 14 | 58 | 58 | 52 | 67 | 28 | 58 | 82 | 34
|  | 5060N(NA06) | 1.6121 | 126976.094 | 1.2431 | 95095.756 | 0.21 | 58597.98 | 0.04 | 17807.16 | 0.17759 | 11905.95 | 140 | 334 | 240 | 14 | 80 | 80 | 0 | 80 | 80 | 80 | 62 | 42
|  | 5060A(NA20) | 1.9328 | 183475.866 | 1.569 | 154397.74 | 0.21 | 58597.98 | 0.04 | 17807.16 | 0.17759 | 13769.49 | 140 | 334 | 240 | 14 | 80 | 80 | 0 | 80 | 80 | 80 | 62 | 42
|  | 2550T(304) | 4.969 | 182255 | 4.225 | 150824 | 0.772 | 31390 | 0.062 | 3719 | 0 | 0 | 0 | 0 | 0 | 0 | 50 | 50 | 0 | 50 | 0 | 0 | 50 | 50
|  | 2550T(316) | 5.081 | 271704 | 4.317 | 224300 | 0.792 | 47203 | 0.064 | 3814 | 0 | 0 | 0 | 0 | 0 | 0 | 50 | 50 | 0 | 50 | 0 | 0 | 50 | 50
|  | 5070T(304) | 6.147 | 232434 | 5.005 | 182531 | 1.914 | 77809 | 0.094 | 3805 | 0 | 0 | 0 | 0 | 0 | 0 | 70 | 50 | 0 | 70 | 0 | 0 | 70 | 50
|  | 5070T(316) | 6.291 | 347439 | 5.117 | 271980 | 1.963 | 117007 | 0.096 | 5722 | 0 | 0 | 0 | 0 | 0 | 0 | 70 | 50 | 0 | 70 | 0 | 0 | 70 | 50
|  | 2540A(304) | 2.074 | 745100 | 1.897 | 792400 | 0.31 | 740100 | 0.094 | 176300 | 0 | 0 | 0 | 0 | 0 | 0 | 60 | 60 | 0 | 40 | 0 | 0 | 60 | 60
|  | 2540A(316) | 2.074 | 875200 | 1.897 | 922500 | 0.31 | 740100 | 0.094 | 176300 | 0 | 0 | 0 | 0 | 0 | 0 | 60 | 60 | 0 | 40 | 0 | 0 | 40 | 40
|  | 4550A(304) | 2.63 | 875200 | 2.61 | 863300 | 0.494 | 775300 | 0.15 | 176300 | 0 | 0 | 0 | 0 | 0 | 0 | 70 | 70 | 0 | 50 | 0 | 0 | 50 | 50
|  | 4550A(316) | 2.63 | 898800 | 2.61 | 887000 | 0.494 | 775300 | 0.15 | 176300 | 0 | 0 | 0 | 0 | 0 | 0 | 70 | 70 | 0 | 50 | 0 | 0 | 50 | 50
| Panel & Insulation |  | Panel Insulation |  |  |  | Profile Insulation | [5 empty] | Insert |  | Gasket |  | Outer Liner |  |  |  | Inner Liner
|  | Type | mmT | Type | kG/m3 | Rp/kG | Type | mmT | mmW(PP) | mmW(CP) | kG/m3 | Rp/kG | kG/m | Rp/m | kG/m | Rp/m | Type | kG/m3 | Rp/kG | mmT | Type | kG/m3 | Rp/kG | mmT
|  | 1540T(NA06) | 15 | 0 | 0 | 0 | PE3 | 3 | 80 | 80 | 24.5064 | 132531.7666 | 0 | 0 | 0.00139 | 2116.6133 | GI | 8030 | 22500 | 0.4 | 0 | 0 | 0 | 0
|  | No Frame | 0 | 0 | 0 | 0 | 0 | 0 | 0 | 0 | 0 | 0 | 0 | 0 | 0 | 0 | 0 | 0 | 0 | 0 | 0 | 0 | 0 | 0
|  | 1520T(NA06) | 15 | PE | 24.5064 | 132531.7666 | PE3 | 3 | 30 | 50 | 24.5064 | 132531.7666 | 0 | 0 | 0.00139 | 2116.6133 | 0 | 0 | 0 | 0 | 0 | 0 | 0 | 0
|  | 1520T(NA20) | 15 | B2 | 48 | 55000 | PE3 | 3 | 30 | 50 | 24.5064 | 132531.7666 | 0 | 0 | 0.00139 | 2116.6133 | GI | 8030 | 22500 | 0.4 | GI | 8030 | 22500 | 0.4
|  | 1540T(NA06) | 15 | B3 | 48 | 52000 | PE3 | 3 | 80 | 80 | 24.5064 | 132531.7666 | 0 | 0 | 0.00139 | 2116.6133 | CB | 8360 | 30500 | 0.45 | CB | 8360 | 30200 | 0.45
|  | 1540T(NA20) | 15 | MF60 | 60 | 1955615 | PE3 | 3 | 80 | 80 | 24.5064 | 132531.7666 | 0 | 0 | 0.00139 | 2116.6133 | FO | 1400 | 37250 | 0.7 | FO | 1400 | 37250 | 0.7
|  | 2540Y(NA06) | 24 | MF80 | 80 | 2570270 | TB | 0 | 0 | 0 | 0 | 0 | 0.04 | 4275 | 0.06 | 6935 | SUS304 | 7800 | 65000 | 0.5 | SUS304 | 7800 | 65000 | 0.5
|  | 2540Y(NA20) | 24 | MF100 | 100 | 3240895 | TB | 0 | 0 | 0 | 0 | 0 | 0.04 | 4275 | 0.06 | 6935 | SUS316L | 8000 | 80000 | 0.5 | SUS316L | 8000 | 80000 | 0.5
|  | 5060Y(NA06) | 47 |  |  |  | TB | 0 | 0 | 0 | 0 | 0 | 0.04 | 4275 | 0.06 | 6935 | Copper | 8900 | 207000 | 0.5 | Copper | 8900 | 207000 | 0.5
|  | 5060Y(NA20) | 47 |  |  |  | TB | 0 | 0 | 0 | 0 | 0 | 0.04 | 4275 | 0.06 | 6935
|  | 5060N(NA06) | 50 |  |  |  | PE3 | 3 | 120 | 80 | 24.5064 | 132531.7666 | 0 | 0 | 0.00139 | 2116.6133
|  | 5060A(NA20) | 50 |  |  |  | TB | 0 | 0 | 0 | 0 | 0 | 0 | 0 | 0.00139 | 2116.6133
|  | 2550T(304) | 24 |  |  |  | PE5 | 5 | 90 | 90 | 24.5064 | 132531.7666 | 0 | 0 | 0.00139 | 2116.6133
|  | 2550T(316) | 24 |  |  |  | PE5 | 5 | 90 | 90 | 24.5064 | 132531.7666 | 0 | 0 | 0.00139 | 2116.6133
|  | 5070T(304) | 47 |  |  |  | PE5 | 5 | 80 | 90 | 24.5064 | 132531.7666 | 0 | 0 | 0.00139 | 2116.6133
|  | 5070T(316) | 47 |  |  |  | PE5 | 5 | 80 | 90 | 24.5064 | 132531.7666 | 0 | 0 | 0.00139 | 2116.6133
|  | 2540A(304) | 25 |  |  |  | PE5 | 5 | 64 | 80 | 24.5064 | 132531.7666 | 0 | 0 | 0.00139 | 2116.6133
|  | 2540A(316) | 25 |  |  |  | PE5 | 5 | 64 | 80 | 24.5064 | 132531.7666 | 0 | 0 | 0.00139 | 2116.6133
|  | 4550A(304) | 45 |  |  |  | PE5 | 5 | 40 | 90 | 24.5064 | 132531.7666 | 0 | 0 | 0.00139 | 2116.6133
|  | 4550A(316) | 45 |  |  |  | PE5 | 5 | 40 | 90 | 24.5064 | 132531.7666 | 0 | 0 | 0.00139 | 2116.6133
| ACC Coil & Header |  | Coil ACC |  |  | UB (ACC) |  | AGC (ACC) |  | Fin (ACC) |  |  | Tube (ACC) |  |  | EP (ACC) |  |  | Header (ACC)
|  | OD | Type | Sx | Sy | kG/pc | Rp/pc | kG/pc | Rp/pc | Type | kG/m3 | Rp/kG | Type | kG/m3 | Rp/kG | Type | kG/m3 | Rp/kG | Type | kG/m3 | Rp/kG
|  | 9.525 | 3/8 | 21.65 | 25 | 0.0066573 | 2250 | 0.000825 | 900 | Al1100 | 2700 | 70500 | Cu | 8900 | 207000 | SGCC | 7860 | 22500 | Copper | 8900 | 207000
|  | 7 | 2/7 | 20 | 22 | 0.003825 | 1165 | 0 | 0 | Al1100 | 2700 | 70500 | Al | 2700 | 70500 | Aluminium | 2700 | 70500 | Copper | 8900 | 207000
|  | 9.525 | 3/8 | 21.65 | 25 | 0.0066573 | 2250 | 0.000825 | 900 | BF1100 | 2700 | 75805 | Cu | 8900 | 207000 | Copper | 8900 | 207000 | Sch40 | 7860 | 21500
|  | 12.7 | 1/2 | 27.5 | 31.75 | 0.013338 | 7200 | 0.0012 | 1100 | GF1100 | 2700 | 79865 | Cu-IG | 8900 | 182000 | SGCC | 7860 | 22500 | SUS304 | 7800 | 65000
|  | 15.875 | 5/8 | 33 | 38.1 | 0.020097 | 10276.6917 | 0.0017455 | 1450 | Cu1020 | 8900 | 207000 | Cu-HA | 8900 | 174025 | Brass | 8400 | 97914.3642 | SUS316L | 8000 | 80000
|  | 16 | 0.625 | 32.9 | 38 | 0.032057 | 1923.4286 | 0 | 0 | SUS304 | 7800 | 65000 | SUS304 | 7800 | 65000 | SUS304 | 7800 | 65000
[10 empty] | SUS316L | 8000 | 80000 | SUS316L | 8000 | 80000 | SUS316L | 8000 | 80000
|  | SCU | kBH | KW | CMH | ESP | Skid | H | W | D | Frame | Ref | Fan | N(Fan) | [11 empty] | SCU75M1 |  | SCU75M1 | SCU100M1 | SCU125M1 | SCU150M1
| SCU75M1 | 1 | 75 | 22 | 11350 | 32.4 | 0 | 950 | 875 | 1188 | 1540T(NA06) | X407 | 630 | 1 | [11 empty] | 1 |  | 1 | 1 | 1 | 1
| SCU75M1 | 1 | 75 | 22 | 11350 | 32.4 | 0 | 950 | 875 | 1188 | 1540T(NA06) | X407 | 630 | 1 | [11 empty] | 1 |  | 1
| SCU100M1 | 0 | 100 | 29 | 11100 | 40.5 | 0 | 950 | 875 | 1188 | 1540T(NA06) | X407 | 630 | 1 | [14 empty] | 1
| SCU125M1 | 0 | 125 | 37 | 14200 | 54 | 0 | 950 | 875 | 1188 | 1540T(NA06) | X407 | 710 | 1 | [15 empty] | 1
| SCU150M1 | 0 | 150 | 44 | 14800 | 42.2 | 0 | 950 | 1077 | 1140 | 1540T(NA06) | X407 | 710 | 1 | [16 empty] | 1
|  | SCU | kBtu/h | kW | cfm | PD | Type | OD | Row | FPI | TH | FL | C | FW | FH | Hdr |  | Suction |  | Discharge |  | Liquid |  | RC |  | SCU75M1 |  | SCU75M1 | SCU100M1 | SCU125M1 | SCU150M1
| SCU-ACC75M1 | 2 | 75 | 22 | 11350 | 17.4 | ACC75 | 9.525 | 2 | 10 | 36 | 965 | 3 | 43.3 | 900 | 0.625 | 0.8 | 1.125 | 1.2 | 1.125 | 1.2 | 1.125 | 1.2 | 0.875 |  | 2 |  | 2 | 2 | 2 | 2
| SCU-ACC75M1 | 2 | 75 | 22 | 11350 | 17.4 | ACC75 | 9.525 | 2 | 10 | 36 | 965 | 3 | 43.3 | 900 | 0.625 | 0.8 | 1.125 | 1.2 | 0.875 | 0.9 | 0.5 | 0.8 | 1 |  | 2 |  | 2
| SCU-ACC100M1 | 0 | 100 | 29 | 11100 | 25.5 | ACC100 | 9.525 | 2 | 14 | 36 | 965 | 3 | 43.3 | 900 | 0.625 | 0.8 | 1.375 | 1.2 | 0.875 | 0.9 | 0.625 | 0.8 | 1 |  |  |  |  | 2
| SCU-ACC125M1 | 0 | 125 | 37 | 14200 | 39 | ACC125 | 9.525 | 2 | 14 | 36 | 965 | 4 | 43.3 | 900 | 0.625 | 0.8 | 1.375 | 1.2 | 0.875 | 0.9 | 0.75 | 0.8 | 1 | [5 empty] | 2
| SCU-ACC150M1 | 0 | 150 | 44 | 14800 | 27.2 | ACC150 | 9.525 | 2 | 16 | 36 | 1377 | 6 | 43.3 | 900 | 0.75 | 0.8 | 1.375 | 1.2 | 0.875 | 0.9 | 0.625 | 0.8 | 1 | [6 empty] | 2
| Item | Part Master Item Description | Layout |  |  | Adj | Size |  |  |  |  | Usage |  |  |  |  | Opt | Gross | Unit Cost |  |  |  | Wt(kG) |  | Total ($) | SCU75M1 |  | SCU75M1 | SCU100M1 | SCU125M1 | SCU150M1 |  |  |  | U/W |  | U/C
| CASING: Skid Assy | H x W x D | 950 | 875 | 1188 |  | Uom | Ø | T | L | W | CF | V/A/L | n | UF | WF | 1 | Qty | Fx | U/P | EF | LF |  | 11.7852 | 30.0161 | SCU75M1 |  | SCU75M1 | SCU100M1 | SCU125M1 | SCU150M1 |  |  |  |  | 11.7852 |  | 30.0161
| Leg Assy: Leg, L/R (W) | SGCC |  | 875 | 50 |  | kG |  | 1.5 | 975 | 130 | 8030 | 0.00019013 | 2 | 3.0534 | 1.2 | 1 | 7.3282 | Rp | 22500 | 6.8241e-05 | 1 | 1 | 6.1068 | 11.2518 | 2 |  | 2 | 2 | 2 | 2 |  |  |  | 6.1068 |  | 11.2518
| - Panel Painting | Panel Powder Coating |  |  |  |  | m2 |  |  | 975 | 130 | 2 | 0.12675 | 2 | 0.507 | 1.1 | 1 | 1.1154 | Rp | 65000 | 6.8241e-05 | 1 | 0.25 | 0.2535 | 4.9475 | 2 |  | 2 | 2 | 2 | 2 |  |  |  | 0.2535 |  | 4.9475
| Leg Assy: Leg Center | SGCC |  | 1188 | 50 |  | kG |  | 1.5 | 831.6 | 130 | 8030 | 0.00016216 | 2 | 2.6043 | 1.2 | 1 | 6.2504 | Rp | 22500 | 6.8241e-05 | 1 | 1 | 5.2086 | 9.5969 | 2 |  | 2 | 2 | 2 | 2 |  |  |  | 5.2086 |  | 9.5969
| - Panel Painting | Panel Powder Coating |  |  |  |  | m2 |  |  | 831.6 | 130 | 2 | 0.10811 | 2 | 0.43243 | 1.1 | 1 | 0.95135 | Rp | 65000 | 6.8241e-05 | 1 | 0.25 | 0.21622 | 4.2199 | 2 |  | 2 | 2 | 2 | 2 |  |  |  | 0.21622 |  | 4.2199
| CASING: Panel Assy | H x W x D | 950 | 875 | 1188 |  | Uom | Ø | T | L | W | CF | V/A/L | n | UF | WF | 1 | Qty | Fx | U/P | EF | LF |  | 43.1677 | 116.9713 | SCU75M1 |  | SCU75M1 | SCU100M1 | SCU125M1 | SCU150M1 |  |  |  |  | 43.1677 |  | 116.9713
| Panel Assy: Base Tray Panel 75/100/125/150 (W x D) | GI |  | 795 | 1108 | 40 | kG |  | 1.5 | 825 | 1138 | 8030 | 0.0014083 | 1 | 11.3084 | 1.2 | 1 | 13.5701 | Rp | 22500 | 6.8241e-05 | 1 | 1 | 11.3084 | 20.8358 | 1 |  | 1 | 1 | 1 | 1 |  |  |  | 11.3084 |  | 20.8358
| - Panel Painting | Panel Powder Coating |  |  |  |  | m2 |  |  | 825 | 1138 | 2 | 0.93885 | 1 | 1.8777 | 1.1 | 1 | 2.0655 | Rp | 65000 | 6.8241e-05 | 1 | 0.25 | 0.46942 | 9.1617 | 1 |  | 1 | 1 | 1 | 1 |  |  |  | 0.46942 |  | 9.1617
| Panel Assy: Top/Orifice Panel 75/100/125 (H x W) | GI |  | 870 | 795 | 40 | kG |  | 1.5 | 940 | 865 | 8030 | 0.0012196 | 1 | 9.7938 | 1.2 | 1 | 11.7525 | Rp | 22500 | 6.8241e-05 | 1 | 1 | 9.7938 | 18.0451 | 1 |  | 1 | 1 | 1 |  |  |  |  | 9.7938 |  | 18.0451
| - Panel Painting | Panel Powder Coating |  |  |  |  | m2 |  |  | 940 | 865 | 2 | 0.8131 | 1 | 1.6262 | 1.1 | 1 | 1.7888 | Rp | 65000 | 6.8241e-05 | 1 | 0.25 | 0.40655 | 7.9346 | 1 |  | 1 | 1 | 1 |  |  |  |  | 0.40655 |  | 7.9346
| Panel Assy: Top/Orifice Panel 150 (D x W) | GI |  | 1108 | 795 | 40 | kG |  | 1.5 | 1178 | 865 | 8030 | 0.0015285 | 1 | 12.2735 | 1.2 | 1 | 0 | Rp | 22500 | 6.8241e-05 | 1 | 1 | 0 | 0 | [5 empty] | 1 |  |  |  | 0 |  | 0
| - Panel Painting | Panel Powder Coating |  |  |  |  | m2 |  |  | 1178 | 865 | 2 | 1.019 | 1 | 2.0379 | 1.1 | 1 | 0 | Rp | 65000 | 6.8241e-05 | 1 | 0.25 | 0 | 0 | [5 empty] | 1 |  |  |  | 0 |  | 0
| Panel Assy: Top Baffle Panel 75/100/125 (W x 238) | GI |  | 795 | 238 | 40 | kG |  | 1 | 865 | 308 | 8030 | 0.00026642 | 1 | 2.1394 | 1.2 | 1 | 2.5672 | Rp | 22500 | 6.8241e-05 | 1 | 1 | 2.1394 | 3.9418 | 1 |  | 1 | 1 | 1 |  |  |  |  | 2.1394 |  | 3.9418
| - Panel Painting | Powder Coating |  |  |  |  | m2 |  |  | 865 | 308 | 2 | 0.26642 | 1 | 0.53284 | 1.1 | 1 | 0.58612 | Rp | 65000 | 6.8241e-05 | 1 | 0.25 | 0.13321 | 2.5998 | 1 |  | 1 | 1 | 1 |  |  |  |  | 0.13321 |  | 2.5998
| Panel Assy: Back Panel 75/100/125 (H x W) | GI |  | 870 | 795 | 40 | kG |  | 1 | 940 | 865 | 8030 | 0.0008131 | 1 | 6.5292 | 1.2 | 1 | 7.835 | Rp | 22500 | 6.8241e-05 | 1 | 1 | 6.5292 | 12.03 | 1 |  | 1 | 1 | 1 |  |  |  |  | 6.5292 |  | 12.03
| - Panel Painting | Panel Powder Coating |  |  |  |  | m2 |  |  | 940 | 865 | 2 | 0.8131 | 1 | 1.6262 | 1.1 | 1 | 1.7888 | Rp | 65000 | 6.8241e-05 | 1 | 0.25 | 0.40655 | 7.9346 | 1 |  | 1 | 1 | 1 |  |  |  |  | 0.40655 |  | 7.9346
| Panel Assy: Back Panel 150 (H x 100) | GI |  | 870 | 100 | 40 | kG |  | 1 | 940 | 170 | 8030 | 0.0001598 | 1 | 1.2832 | 1.2 | 1 | 0 | Rp | 22500 | 6.8241e-05 | 1 | 1 | 0 | 0 | [5 empty] | 1 |  |  |  | 0 |  | 0
| - Panel Painting | Panel Powder Coating |  |  |  |  | m2 |  |  | 940 | 170 | 2 | 0.1598 | 1 | 0.3196 | 1.1 | 1 | 0 | Rp | 65000 | 6.8241e-05 | 1 | 0.25 | 0 | 0 | [5 empty] | 1 |  |  |  | 0 |  | 0
| Panel Assy: Front Header Panel 75/100/125/150 (H x 150) | GI |  | 870 | 150 | 40 | kG |  | 1 | 940 | 220 | 8030 | 0.0002068 | 1 | 1.6606 | 1.2 | 1 | 1.9927 | Rp | 22500 | 6.8241e-05 | 1 | 1 | 1.6606 | 3.0597 | 1 |  | 1 | 1 | 1 | 1 |  |  |  | 1.6606 |  | 3.0597
| - Panel Painting | Panel Powder Coating |  |  |  |  | m2 |  |  | 940 | 220 | 2 | 0.2068 | 1 | 0.4136 | 1.1 | 1 | 0.45496 | Rp | 65000 | 6.8241e-05 | 1 | 0.25 | 0.1034 | 2.018 | 1 |  | 1 | 1 | 1 | 1 |  |  |  | 0.1034 |  | 2.018
| Panel Assy: Front Top JB Panel 75/100/125/150 ((W-150) x 200) | GI |  | 645 | 200 | 40 | kG |  | 1 | 715 | 270 | 8030 | 0.00019305 | 1 | 1.5502 | 1.2 | 1 | 1.8602 | Rp | 22500 | 6.8241e-05 | 1 | 1 | 1.5502 | 2.8562 | 1 |  | 1 | 1 | 1 | 1 |  |  |  | 1.5502 |  | 2.8562
| - Panel Painting | Panel Powder Coating |  |  |  |  | m2 |  |  | 715 | 270 | 2 | 0.19305 | 1 | 0.3861 | 1.1 | 1 | 0.42471 | Rp | 65000 | 6.8241e-05 | 1 | 0.25 | 0.096525 | 1.8839 | 1 |  | 1 | 1 | 1 | 1 |  |  |  | 0.096525 |  | 1.8839
| Panel Assy: Front Bottom Access Panel 75/100/125/150 ((W-150) x (H-200)) | GI |  | 645 | 670 | 40 | kG |  | 1 | 715 | 740 | 8030 | 0.0005291 | 1 | 4.2487 | 1.2 | 1 | 5.0984 | Rp | 22500 | 6.8241e-05 | 1 | 1 | 4.2487 | 7.8282 | 1 |  | 1 | 1 | 1 | 1 |  |  |  | 4.2487 |  | 7.8282
| - Panel Painting | Panel Powder Coating |  |  |  |  | m2 |  |  | 715 | 740 | 2 | 0.5291 | 1 | 1.0582 | 1.1 | 1 | 1.164 | Rp | 65000 | 6.8241e-05 | 1 | 0.25 | 0.26455 | 5.1632 | 1 |  | 1 | 1 | 1 | 1 |  |  |  | 0.26455 |  | 5.1632
| Panel Assy: Side L/R Baffle Panel 75/100/125 (H x 183) | GI |  | 870 | 183 | 40 | kG |  | 1 | 940 | 253 | 8030 | 0.00023782 | 2 | 3.8194 | 1.2 | 1 | 4.5833 | Rp | 22500 | 6.8241e-05 | 1 | 1 | 3.8194 | 7.0372 | 1 |  | 1 | 1 | 1 |  |  |  |  | 3.8194 |  | 7.0372
| - Panel Painting | Panel Powder Coating |  |  |  |  | m2 |  |  | 940 | 253 | 2 | 0.23782 | 2 | 0.95128 | 1.1 | 1 | 1.0464 | Rp | 65000 | 6.8241e-05 | 1 | 0.25 | 0.23782 | 4.6415 | 1 |  | 1 | 1 | 1 |  |  |  |  | 0.23782 |  | 4.6415
| Panel Assy: Side L/R Baffle Panel 150 (H x 153) | GI |  | 870 | 153 | 40 | kG |  | 1 | 940 | 223 | 8030 | 0.00020962 | 2 | 3.3665 | 1.2 | 1 | 0 | Rp | 22500 | 6.8241e-05 | 1 | 1 | 0 | 0 | [5 empty] | 1 |  |  |  | 0 |  | 0
| - Panel Painting | Panel Powder Coating |  |  |  |  | m2 |  |  | 940 | 223 | 2 | 0.20962 | 2 | 0.83848 | 1.1 | 1 | 0 | Rp | 65000 | 6.8241e-05 | 1 | 0.25 | 0 | 0 | [5 empty] | 1 |  |  |  | 0 |  | 0
| CASING: Support Structure Assy | H x W x D x d | 950 | 875 | 1188 | 150 | Uom | Ø | T | L | W | CF | V/A/L | n | UF | WF | 1 | Qty | Fx | U/P | EF | LF |  | 3.9103 | 7.2047 | SCU75M1 |  | SCU75M1 | SCU100M1 | SCU125M1 | SCU150M1 |  |  |  |  | 3.9103 |  | 7.2047
| Control Box Assy: Control Box T/B/Back Panel (W-150) x 200H x 150D | SGCC |  | 605 | 460 | 40 | kG |  | 1 | 605 | 500 | 8030 | 0.0003025 | 1 | 2.4291 | 1.2 | 1 | 2.9149 | Rp | 22500 | 6.8241e-05 | 1 | 1 | 2.4291 | 4.4756 | 1 |  | 1 | 1 | 1 | 1 |  |  |  | 2.4291 |  | 4.4756
| - Support Parts Painting | No Coating |  |  |  |  | m2 |  |  | 605 | 500 | 2 | 0.3025 | 1 | 0.605 | 1.1 | 1 | 0.6655 | Rp | 0 | 6.8241e-05 | 1 | 0 | 0 | 0 | 1 |  | 1 | 1 | 1 | 1 |  |  |  | 0 |  | 0
| Control Box Assy: Control Box Side L/R (200H x 150D) | SGCC |  | 160 | 150 |  | kG |  | 1 | 190 | 185 | 8030 | 3.515e-05 | 2 | 0.56451 | 1.2 | 1 | 0.67741 | Rp | 22500 | 6.8241e-05 | 1 | 1 | 0.56451 | 1.0401 | 1 |  | 1 | 1 | 1 | 1 |  |  |  | 0.56451 |  | 1.0401
| - Support Parts Painting | No Coating |  |  |  |  | m2 |  |  | 190 | 185 | 2 | 0.03515 | 2 | 0.1406 | 1.1 | 1 | 0.15466 | Rp | 0 | 6.8241e-05 | 1 | 0 | 0 | 0 | 1 |  | 1 | 1 | 1 | 1 |  |  |  | 0 |  | 0
| Control Box Assy: Electrical Component Board (W-150) x 200H | SGCC |  | 585 | 140 | 40 | kG |  | 1 | 605 | 160 | 8030 | 9.68e-05 | 1 | 0.7773 | 1.2 | 1 | 0.93276 | Rp | 22500 | 6.8241e-05 | 1 | 1 | 0.7773 | 1.4322 | 1 |  | 1 | 1 | 1 | 1 |  |  |  | 0.7773 |  | 1.4322
| - Support Parts Painting | No Coating |  |  |  |  | m2 |  |  | 605 | 160 | 2 | 0.0968 | 1 | 0.1936 | 1.1 | 1 | 0.21296 | Rp | 0 | 6.8241e-05 | 1 | 0 | 0 | 0 | 1 |  | 1 | 1 | 1 | 1 |  |  |  | 0 |  | 0
| Support Structures: Clamp Support | SGCC |  |  |  |  | kG |  | 1 | 74 | 48 | 8030 | 3.552e-06 | 2 | 0.057045 | 1.2 | 1 | 0.068454 | Rp | 22500 | 6.8241e-05 | 1 | 1 | 0.057045 | 0.10511 | 1 |  | 1 | 1 | 1 | 1 |  |  |  | 0.057045 |  | 0.10511
| - Support Parts Painting | No Coating |  |  |  |  | m2 |  |  | 74 | 48 | 2 | 0.003552 | 2 | 0.014208 | 1.1 | 1 | 0.015629 | Rp | 0 | 6.8241e-05 | 1 | 0 | 0 | 0 | 1 |  | 1 | 1 | 1 | 1 |  |  |  | 0 |  | 0
| Support Structures: Clamp Header Suction | SGCC |  |  |  |  | kG |  | 1 | 100 | 20 | 8030 | 2e-06 | 1 | 0.01606 | 1.2 | 1 | 0.019272 | Rp | 22500 | 6.8241e-05 | 1 | 1 | 0.01606 | 0.029591 | 1 |  | 1 | 1 | 1 | 1 |  |  |  | 0.01606 |  | 0.029591
| - Support Parts Painting | No Coating |  |  |  |  | m2 |  |  | 100 | 20 | 2 | 0.002 | 1 | 0.004 | 1.1 | 1 | 0.0044 | Rp | 0 | 6.8241e-05 | 1 | 0 | 0 | 0 | 1 |  | 1 | 1 | 1 | 1 |  |  |  | 0 |  | 0
| Support Structures: Clamp Header Liquid | SGCC |  |  |  |  | kG |  | 1 | 72 | 20 | 8030 | 1.44e-06 | 1 | 0.011563 | 1.2 | 1 | 0.013876 | Rp | 22500 | 6.8241e-05 | 1 | 1 | 0.011563 | 0.021305 | 1 |  | 1 | 1 | 1 | 1 |  |  |  | 0.011563 |  | 0.021305
| - Support Parts Painting | No Coating |  |  |  |  | m2 |  |  | 72 | 20 | 2 | 0.00144 | 1 | 0.00288 | 1.1 | 1 | 0.003168 | Rp | 0 | 6.8241e-05 | 1 | 0 | 0 | 0 | 1 |  | 1 | 1 | 1 | 1 |  |  |  | 0 |  | 0
| Support Structures: Mounting Plate | SGCC |  |  |  |  | kG |  | 1.2 | 71 | 40 | 8030 | 3.408e-06 | 2 | 0.054732 | 1.2 | 1 | 0.065679 | Rp | 22500 | 6.8241e-05 | 1 | 1 | 0.054732 | 0.10084 | 1 |  | 1 | 1 | 1 | 1 |  |  |  | 0.054732 |  | 0.10084
| - Support Parts Painting | No Coating |  |  |  |  | m2 |  |  | 71 | 40 | 2 | 0.00284 | 2 | 0.01136 | 1.1 | 1 | 0.012496 | Rp | 0 | 6.8241e-05 | 1 | 0 | 0 | 0 | 1 |  | 1 | 1 | 1 | 1 |  |  |  | 0 |  | 0
| CASING: Cornerpost Assy | H x W x D | 950 | 875 | 1188 |  | UoM | Ø | T | L | W | CF | V/A/L | n | UF | WF | 1 | Qty | Fx | U/P | EF | LF |  | 4.8068 | 21.6165 | SCU75M1 |  | SCU75M1 | SCU100M1 | SCU125M1 | SCU150M1 |  |  |  |  | 4.8068 |  | 21.6165
| Cornerpiece DS | 1540T(NA06) |  |  |  |  | Pc |  |  |  |  | 1 | 1 | 8 | 8 | 1 | 1 | 8 | Rp | 7000 | 6.8241e-05 | 1 | 0.12389 | 0.99109 | 3.8215 | 1 |  | 1 | 1 | 1 | 1 |  |  |  | 0.99109 |  | 3.8215
| - Painting Cornerpiece | Frame Coating | 120 |  | 120 |  | m2 |  |  | 120 | 120 | 2 | 0.0144 | 8 | 0.2304 | 1.1 | 1 | 0.25344 | Rp | 105216.7792 | 6.8241e-05 | 1 | 0.372 | 0.085709 | 1.8197 | 1 |  | 1 | 1 | 1 | 1 |  |  |  | 0.085709 |  | 1.8197
| Penta Cornerpost DS, F/B (W) | 1540T(NA06) |  |  | 875 | 60 | m |  |  |  | 755 | 1 | 0.755 | 4 | 3.02 | 1.1 | 1 | 3.322 | Rp | 46215 | 6.8241e-05 | 1 | 0.711 | 2.1472 | 10.4767 | 1 |  | 1 | 1 | 1 | 1 |  |  |  | 2.1472 |  | 10.4767
| - Painting Cornerpost | Frame Coating | 198 |  | 875 |  | m2 |  |  | 198 | 755 | 2 | 0.14949 | 4 | 1.1959 | 1.1 | 1 | 1.3155 | Rp | 0.25 | 6.8241e-05 | 1 | 0.25 | 0.29898 | 2.2443e-05 | 1 |  | 1 | 1 | 1 | 1 |  |  |  | 0.29898 |  | 2.2443e-05
| Penta Cornerpost DS, L/R (D) | 1540T(NA06) |  |  | 875 | 60 | kG |  |  |  | 755 | 1 | 0.755 | 1 | 0.755 | 1.1 | 1 | 0.8305 | Rp | 46215 | 6.8241e-05 | 1 | 0.711 | 0.5368 | 2.6192 | 1 |  | 1 | 1 | 1 | 1 |  |  |  | 0.5368 |  | 2.6192
| - Painting Cornerpost | Frame Coating | 198 |  | 875 |  | m2 |  |  | 198 | 755 | 2 | 0.14949 | 1 | 0.29898 | 1.1 | 1 | 0.32888 | Rp | 0.25 | 6.8241e-05 | 1 | 0.25 | 0.074745 | 5.6107e-06 | 1 |  | 1 | 1 | 1 | 1 |  |  |  | 0.074745 |  | 5.6107e-06
| Penta Cornerpost DS, Vertical (H) | 1540T(NA06) |  |  | 950 | 60 | kG |  |  |  | 830 | 1 | 0.83 | 1 | 0.83 | 1.1 | 1 | 0.913 | Rp | 46215 | 6.8241e-05 | 1 | 0.711 | 0.59013 | 2.8794 | 1 |  | 1 | 1 | 1 | 1 |  |  |  | 0.59013 |  | 2.8794
| - Painting Cornerpost | Frame Coating | 198 |  | 950 |  | m2 |  |  | 198 | 830 | 2 | 0.16434 | 1 | 0.32868 | 1.1 | 1 | 0.36155 | Rp | 0.25 | 6.8241e-05 | 1 | 0.25 | 0.08217 | 6.1681e-06 | 1 |  | 1 | 1 | 1 | 1 |  |  |  | 0.08217 |  | 6.1681e-06
OPTIONS: Axial Fan Assy
| AIR EXCHANGE: WeiGuang Fan Assy | [5 empty] | Uom | Ø | T | L | W | CF | V/A/L | n | UF | WF | 1 | Qty | Fx | U/P | EF | LF |  |  |  | SCU75M1 |  | SCU75M1 | SCU100M1 | SCU125M1 | SCU150M1 | [10 empty] | AIR EXCHANGE: WeiGuang Fan Assy | [6 empty] | AIR EXCHANGE: WeiGuang Fan Assy
| - Fan Assy | [22 empty] | 15 | 177.426 | [10 empty] | 15 |  | 177.426 |  |  |  | - Fan Assy | Motor | kG | $FOB |  |  |  | PI(W) | RA | 0Pa | 30Pa | 40Pa | 60Pa | dBA
| Wei Guang, YWF4D-630S-137/70-G | [5 empty] | Pc |  |  |  |  | 1 | 1 | 1 | 1 | 1 | 1 | 1 | USD | 177.426 | 1 | 1 | 15 | 15 | 177.426 | 1 |  | 1 | 1 | [5 empty] | 15 |  | 177.426 |  |  |  |  | YWF4D-630S-137/70-G | 800W-4P | 15 | 177.426 |  |  |  | 800 | 1.6 | 12200 | 11600 | 11000 | 10000 | 78
| Wei Guang, YWF6D-710S-180/75-G | [5 empty] | Pc |  |  |  |  | 1 | 1 | 1 | 1 | 1 | 1 | 0 | USD | 368.5001 | 1 | 1 | 30 | 0 | 0 |  |  |  |  | 1 | 1 |  |  |  | 0 |  | 0 |  |  |  |  | YWF6D-710S-180/75-G | 900W-6P | 30 | 368.5001 |  |  |  | 900 | 1.9 | 15670 | 14900 | 14700 | 14000 | 80
| - Low Collar Orifice | OD x H |  | 630 | 50 | [18 empty] | 1.6268 | 4.1433 | [10 empty] | 1.6268 |  | 4.1433
| Orifice Ring OD: 630 OD x 50H | SGCC |  | 630 | 50 |  | kG |  | 1.5 | 1995 | 65 | 8030 | 0.00019451 | 1 | 1.5619 | 1.2 | 1 | 1.8743 | Rp | 22500 | 6.8241e-05 | 1 | 1 | 1.5619 | 2.8779 | 1 |  | 1 | 1 | 1 | 1 |  |  |  | 1.5619 |  | 2.8779
| - Panel Painting | Powder Coating |  |  |  |  | m2 |  |  | 1995 | 65 | 2 | 0.12968 | 1 | 0.25935 | 1.1 | 1 | 0.28529 | Rp | 65000 | 6.8241e-05 | 1 | 0.25 | 0.064838 | 1.2654 | 1 |  | 1 | 1 | 1 | 1 |  |  |  | 0.064838 |  | 1.2654
| AIR EXCHANGE: Yilida-Maer Fan Assy | [5 empty] | Uom | Ø | T | L | W | CF | V/A/L | n | UF | WF | 0 | Qty | Fx | U/P | EF | LF |  |  |  | SCU75M1 |  | SCU75M1 | SCU100M1 | SCU125M1 | SCU150M1 | [10 empty] | AIR EXCHANGE: Yilida-Maer Fan Assy | [6 empty] | AIR EXCHANGE: Yilida-Maer Fan Assy
| - Fan Assy | [22 empty] | 0 | 0 | [10 empty] | 0 |  | 0 |  |  |  | - Fan Assy | Motor | kG | $FOB |  |  |  | PI(W) | RA | 0Pa | 30Pa | 40Pa | 60Pa | dBA
| Maer, YSWF102L70P4-753N-630 | [5 empty] | Pc |  |  |  |  | 1 | 1 | 1 | 1 | 1 | 0 | 0 | USD |  | 1 | 1.2 | 16.5 | 0 | 0 | 1 |  | 1 | 1 | [5 empty] | 0 |  | 0 |  |  |  |  | YSWF102L70P4-753N-630 | 780W-4P | 16.5 |  |  |  |  | 1442 | 2.65 | 14100 | 13700 | 13500 | 1300 | 78
| Maer, YSWF127L65P6-840N-710 | [5 empty] | Pc |  |  |  |  | 1 | 1 | 1 | 1 | 1 | 0 | 0 | USD |  | 1 | 1.2 | 26.5 | 0 | 0 |  |  |  |  | 1 | 1 |  |  |  | 0 |  | 0 |  |  |  |  | YSWF127L65P6-840N-710 | 900W-6P | 26.5 |  |  |  |  | 1494 | 2.738 | 14000 | 13500 | 13200 | 1300 | 80
| - Low Collar Orifice | OD x H |  | 630 | 50 | [18 empty] | 0 | 0 | [10 empty] | 0 |  | 0
| Orifice Ring OD: 630 OD x 50H | SGCC |  | 630 | 50 |  | kG |  | 1.5 | 1995 | 65 | 8030 | 0.00019451 | 1 | 1.5619 | 1.2 | 0 | 0 | Rp | 22500 | 6.8241e-05 | 1 | 1 | 0 | 0 | 1 |  | 1 | 1 | 1 | 1 |  |  |  | 0 |  | 0
| - Panel Painting | Powder Coating |  |  |  |  | m2 |  |  | 1995 | 65 | 2 | 0.12968 | 1 | 0.25935 | 1.1 | 0 | 0 | Rp | 65000 | 6.8241e-05 | 1 | 0.25 | 0 | 0 | 1 |  | 1 | 1 | 1 | 1 |  |  |  | 0 |  | 0
| AIR EXCHANGE: MultiWing Fan Assy-ExCR | [5 empty] | Uom | Ø | T | L | W | CF | V/A/L | n | UF | WF | 0 | Qty | Fx | U/P | EF | LF |  |  |  | SCU75M1 |  | SCU75M1 | SCU100M1 | SCU125M1 | SCU150M1 | [10 empty] | AIR EXCHANGE: MultiWing Fan Assy-ExCR | [6 empty] | AIR EXCHANGE: MultiWing Fan Assy-ExCR
| - Fan Blade CR | [22 empty] | 0 | 0 | [10 empty] | 0 |  | 0 |  |  |  | - Fan Blade CR | Motor | kG | $FOB |  |  |  | PI(W) | RA | 0Pa | 30Pa | 40Pa | 60Pa | dBA
| 630/3-6/28.5/PPG/4ZR; 0.75kW/4P | [5 empty] | Pc |  |  |  |  | 1 | 1 | 1 | 1 | 1 | 0 | 0 | Rp | 1600000 | 6.8241e-05 | 1 | 1.696 | 0 | 0 | 1 |  | 1 | 1 | [5 empty] | 0 |  | 0 |  |  |  |  | 630/3-6/28.5/PPG/4ZR; 0.75kW/4P | 0.75-4; 1.99A | 1.696 | 1600000 |  |  |  | 567 | 1.99 | 13500 | 12000 | 12000 | 11000 | 57.2
| 710/6-6/36/PPG/4ZR; 1.10kW/6P | [5 empty] | Pc |  |  |  |  | 1 | 1 | 1 | 1 | 1 | 0 | 0 | Rp | 1800000 | 6.8241e-05 | 1 | 2.3 | 0 | 0 |  |  |  |  | 1 | 1 |  |  |  | 0 |  | 0 |  |  |  |  | 710/6-6/36/PPG/4ZR; 1.10kW/6P | 1.10-6; 3.31A | 2.3 | 1800000 |  |  |  | 663 | 3.31 | 16700 | 15475 | 15200 | 14500 | 56.5
| - Fan Motor 4P/6P | [22 empty] | 0 | 0 | [10 empty] | 0 |  | 0 |  |  |  | - Fan Motor 4P/6P | ATT | kG | $FOB |  |  |  | rpm | %ŋfl | %PFfl | Afl (A) | LRA | PIfl (kW)
| 0.75kW-380V/3/50-4P | [5 empty] | Pc |  |  |  |  | 1 | 1 | 1 | 1 | 1 | 0 | 0 | USD | 69.4215 | 1 | 1 | 16 | 0 | 0 | 1 |  | 1 | 1 | [5 empty] | 0 |  | 0 |  |  |  |  | 0.75kW-380V/3/50-4P | 0.75-4 | 16 | 69.4215 |  |  |  | 1400 | 74 | 77 | 1.99 | 11 | 1.01
| 1.10kW-380V/3/50-6P | [5 empty] | Pc |  |  |  |  | 1 | 1 | 1 | 1 | 1 | 0 | 0 | USD | 97.8512 | 1 | 1 | 25 | 0 | 0 |  |  |  |  | 1 | 1 |  |  |  | 0 |  | 0 |  |  |  |  | 1.10kW-380V/3/50-6P | 1.10-6 | 25 | 97.8512 |  |  |  | 935 | 75 | 68.5 | 3.31 | 17 | 1.49
| - High Collar Orifice | OD x H |  | 630 | 150 | [18 empty] | 0 | 0 | [10 empty] | 0 |  | 0
| Orifice Assy : Funnel OD 630 | GI |  | 630 | 150 | 10 | kG |  | 2 | 2031.4286 | 150 | 8030 | 0.00060943 | 1 | 4.8937 | 1.2 | 0 | 0 | Rp | 22500 | 6.8241e-05 | 1 | 1 | 0 | 0 | 1 |  | 1 | 1 | 1 | 1 |  |  |  | 0 |  | 0
| - Panel Painting | Powder Coating |  |  |  |  | m2 |  |  | 2031.4286 | 150 | 2 | 0.30471 | 1 | 0.60943 | 1.1 | 0 | 0 | Rp | 65000 | 6.8241e-05 | 1 | 0.25 | 0 | 0 | 1 |  | 1 | 1 | 1 | 1 |  |  |  | 0 |  | 0
| Orifice Assy : L Flange OD 630 | GI |  | 630 | 25 | 10 | kG |  | 2 | 2031.4286 | 50 | 8030 | 0.00020314 | 2 | 3.2625 | 1.2 | 0 | 0 | Rp | 22500 | 6.8241e-05 | 1 | 1 | 0 | 0 | 1 |  | 1 | 1 | 1 | 1 |  |  |  | 0 |  | 0
| - Panel Painting | Powder Coating |  |  |  |  | m2 |  |  | 2031.4286 | 50 | 2 | 0.10157 | 2 | 0.40629 | 1.1 | 0 | 0 | Rp | 65000 | 6.8241e-05 | 1 | 0.25 | 0 | 0 | 1 |  | 1 | 1 | 1 | 1 |  |  |  | 0 |  | 0
| Orifice Assy : Motor Base OD 630 | GI |  | 441 | 350 |  | kG |  | 3 | 441 | 350 | 8030 | 0.00046305 | 1 | 3.7183 | 1.2 | 0 | 0 | Rp | 22500 | 6.8241e-05 | 1 | 1 | 0 | 0 | 1 |  | 1 | 1 | 1 | 1 |  |  |  | 0 |  | 0
| - Panel Painting | Powder Coating |  |  |  |  | m2 |  |  | 441 | 350 | 2 | 0.15435 | 1 | 0.3087 | 1.1 | 0 | 0 | Rp | 65000 | 6.8241e-05 | 1 | 0.25 | 0 | 0 | 1 |  | 1 | 1 | 1 | 1 |  |  |  | 0 |  | 0
| 'Orifice Assy : Motor Base T Support OD 630 | GI |  | 189 | 350 |  | kG |  | 3 | 925 | 880 | 8030 | 0.002442 | 2 | 39.2185 | 1.2 | 0 | 0 | Rp | 22500 | 6.8241e-05 | 1 | 1 | 0 | 0 | 1 |  | 1 | 1 | 1 | 1 |  |  |  | 0 |  | 0
| - Panel Painting | Powder Coating |  |  |  |  | m2 |  |  | 925 | 880 | 2 | 0.814 | 2 | 3.256 | 1.1 | 0 | 0 | Rp | 65000 | 6.8241e-05 | 1 | 0.25 | 0 | 0 | 1 |  | 1 | 1 | 1 | 1 |  |  |  | 0 |  | 0
| Orifice Assy : Fan Guard OD 630 | GI |  | 630 | 630 | 30 | m2 |  |  | 660 | 660 | 1 | 0.4356 | 1 | 0.4356 | 1.2 | 0 | 0 | Rp | 2000000 | 6.8241e-05 | 1 | 4.716 | 0 | 0 | 1 |  | 1 | 1 | 1 | 1 |  |  |  | 0 |  | 0
| - Panel Painting | Powder Coating |  |  |  |  | m2 |  |  | 660 | 660 | 2 | 0.4356 | 1 | 0.8712 | 1.1 | 0 | 0 | Rp | 65000 | 6.8241e-05 | 1 | 0.25 | 0 | 0 | 1 |  | 1 | 1 | 1 | 1 |  |  |  | 0 |  | 0
| AIR EXCHANGE: MultiWing Fan Assy-ExNa | [5 empty] | Uom | Ø | T | L | W | CF | V/A/L | n | UF | WF | 0 | Qty | Fx | U/P | EF | LF |  |  |  | SCU75M1 |  | SCU75M1 | SCU100M1 | SCU125M1 | SCU150M1 | [10 empty] | AIR EXCHANGE: MultiWing Fan Assy-ExNa | [6 empty] | AIR EXCHANGE: MultiWing Fan Assy-ExNa
| - Fan Blade ExNa | [22 empty] | 0 | 0 | [10 empty] | 0 |  | 0 |  |  |  | - Fan Blade ExNa | Motor | kG | $FOB |  |  |  | PI(W) | RA | 0Pa | 30Pa | 40Pa | 60Pa | dBA
| 630/3-6/28.5/PAGAS/4ZR; 0.75kW/4P | [5 empty] | Pc |  |  |  |  | 1 | 1 | 1 | 1 | 1 | 0 | 0 | Rp | 2300000 | 6.8241e-05 | 1 | 1.696 | 0 | 0 | 1 |  | 1 | 1 | [5 empty] | 0 |  | 0 |  |  |  |  | 630/3-6/28.5/PAGAS/4ZR; 0.75kW/4P | 0.75-4; 1.99A | 1.696 | 2300000 |  |  |  | 567 | 1.99 | 13500 | 12000 | 12000 | 11000 | 57.2
| 710/6-6/36/PAGAS/4ZR; 1.10kW/6P | [5 empty] | Pc |  |  |  |  | 1 | 1 | 1 | 1 | 1 | 0 | 0 | Rp | 3000000 | 6.8241e-05 | 1 | 2.3 | 0 | 0 |  |  |  |  | 1 | 1 |  |  |  | 0 |  | 0 |  |  |  |  | 710/6-6/36/PAGAS/4ZR; 1.10kW/6P | 1.10-6; 3.31A | 2.3 | 3000000 |  |  |  | 663 | 3.31 | 16700 | 15475 | 15200 | 14500 | 56.5
| - Fan Motor ExNa | [22 empty] | 0 | 0 | [10 empty] | 0 |  | 0 |  |  |  | - Fan Motor ExNa | ABB/CEM | kG | $FOB |  |  |  | rpm | %ŋfl | %PFfl | Afl (A) | LRA | PIfl (kW)
| 0.75kW-4P ExNa | [5 empty] | Pc |  |  |  |  | 1 | 1 | 1 | 1 | 1 | 0 | 0 | USD | 411.94 | 1 | 1 | 16 | 0 | 0 | 1 |  | 1 | 1 | [5 empty] | 0 |  | 0 |  |  |  |  | 0.75kW-4P ExNa | 0.75-4 Ex | 16 | 411.94 |  |  |  | 1400 | 74 | 77 | 1.99 | 11 | 1.01
| 1.10kW-6P ExNa | [5 empty] | Pc |  |  |  |  | 1 | 1 | 1 | 1 | 1 | 0 | 0 | USD | 441 | 1 | 1 | 25 | 0 | 0 |  |  |  |  | 1 | 1 |  |  |  | 0 |  | 0 |  |  |  |  | 1.10kW-6P ExNa | 1.10-6 Ex | 25 | 441 |  |  |  | 935 | 75 | 68.5 | 3.31 | 17 | 1.49
| - High Collar Orifice | OD x H |  | 630 | 150 | [18 empty] | 0 | 0 | [10 empty] | 0 |  | 0
| Orifice Assy : Funnel OD 630 | GI |  | 630 | 150 | 10 | kG |  | 2 | 2031.4286 | 150 | 8030 | 0.00060943 | 1 | 4.8937 | 1.2 | 0 | 0 | Rp | 22500 | 6.8241e-05 | 1 | 1 | 0 | 0 | 1 |  | 1 | 1 | 1 | 1 |  |  |  | 0 |  | 0
| - Panel Painting | Powder Coating |  |  |  |  | m2 |  |  | 2031.4286 | 150 | 2 | 0.30471 | 1 | 0.60943 | 1.1 | 0 | 0 | Rp | 65000 | 6.8241e-05 | 1 | 0.25 | 0 | 0 | 1 |  | 1 | 1 | 1 | 1 |  |  |  | 0 |  | 0
| Orifice Assy : L Flange OD 630 | GI |  | 630 | 25 | 10 | kG |  | 2 | 2031.4286 | 50 | 8030 | 0.00020314 | 2 | 3.2625 | 1.2 | 0 | 0 | Rp | 22500 | 6.8241e-05 | 1 | 1 | 0 | 0 | 1 |  | 1 | 1 | 1 | 1 |  |  |  | 0 |  | 0
| - Panel Painting | Powder Coating |  |  |  |  | m2 |  |  | 2031.4286 | 50 | 2 | 0.10157 | 2 | 0.40629 | 1.1 | 0 | 0 | Rp | 65000 | 6.8241e-05 | 1 | 0.25 | 0 | 0 | 1 |  | 1 | 1 | 1 | 1 |  |  |  | 0 |  | 0
| Orifice Assy : Motor Base OD 630 | GI |  | 441 | 350 |  | kG |  | 3 | 441 | 350 | 8030 | 0.00046305 | 1 | 3.7183 | 1.2 | 0 | 0 | Rp | 22500 | 6.8241e-05 | 1 | 1 | 0 | 0 | 1 |  | 1 | 1 | 1 | 1 |  |  |  | 0 |  | 0
| - Panel Painting | Powder Coating |  |  |  |  | m2 |  |  | 441 | 350 | 2 | 0.15435 | 1 | 0.3087 | 1.1 | 0 | 0 | Rp | 65000 | 6.8241e-05 | 1 | 0.25 | 0 | 0 | 1 |  | 1 | 1 | 1 | 1 |  |  |  | 0 |  | 0
| 'Orifice Assy : Motor Base T Support OD 630 | GI |  | 189 | 350 |  | kG |  | 3 | 925 | 880 | 8030 | 0.002442 | 2 | 39.2185 | 1.2 | 0 | 0 | Rp | 22500 | 6.8241e-05 | 1 | 1 | 0 | 0 | 1 |  | 1 | 1 | 1 | 1 |  |  |  | 0 |  | 0
| - Panel Painting | Powder Coating |  |  |  |  | m2 |  |  | 925 | 880 | 2 | 0.814 | 2 | 3.256 | 1.1 | 0 | 0 | Rp | 65000 | 6.8241e-05 | 1 | 0.25 | 0 | 0 | 1 |  | 1 | 1 | 1 | 1 |  |  |  | 0 |  | 0
| Orifice Assy : Fan Guard OD 630 | GI |  | 630 | 630 | 30 | m2 |  |  | 660 | 660 | 1 | 0.4356 | 1 | 0.4356 | 1.2 | 0 | 0 | Rp | 2000000 | 6.8241e-05 | 1 | 4.716 | 0 | 0 | 1 |  | 1 | 1 | 1 | 1 |  |  |  | 0 |  | 0
| - Panel Painting | Powder Coating |  |  |  |  | m2 |  |  | 660 | 660 | 2 | 0.4356 | 1 | 0.8712 | 1.1 | 0 | 0 | Rp | 65000 | 6.8241e-05 | 1 | 0.25 | 0 | 0 | 1 |  | 1 | 1 | 1 | 1 |  |  |  | 0 |  | 0
| HEAT EXCHANGE: ACC Coil Assy | [5 empty] | UoM | Ø | T | L | W | CF | V/A/L | n | UF | WF | 1 | Qty | Fx | U/P | EF | LF |  |  |  | SCU75M1 |  | SCU75M1 | SCU100M1 | SCU125M1 | SCU150M1
| - Coil Material | [22 empty] | 29.722 | 90.5461 | [10 empty] | 29.722 |  | 90.5461
| Coil Matl : Fin | Al1100 |  |  |  |  | kG |  | 0.11 | 900 | 43.3 | 2700 | 4.2867e-06 | 380 | 4.3982 | 1.05 | 1 | 9.2361 | Rp | 70500 | 6.8241e-05 | 1 | 1 | 8.7963 | 15.5522 | 2 |  | 2 | 2 | 2 | 2 |  |  |  | 8.7963 |  | 15.5522
| Coil Matl : Tube | Cu |  |  |  |  | kG | 9.525 | 0.33 | 1024.65 |  | 8900 | 9.7716e-06 | 72 | 6.2616 | 1.02 | 1 | 12.7738 | Rp | 207000 | 6.8241e-05 | 1 | 1 | 12.5233 | 63.154 | 2 |  | 2 | 2 | 2 | 2 |  |  |  | 12.5233 |  | 63.154
| Coil Matl : U-Bend | 3/8 |  |  |  |  | kG |  |  |  |  | 1 | 1 | 69 | 69 | 1 | 1 | 138 | Rp | 2250 | 6.8241e-05 | 1 | 0.0066573 | 0.91871 | 7.4161 | 2 |  | 2 | 2 | 2 | 2 |  |  |  | 0.91871 |  | 7.4161
| Frame Matl : End-Plate | SGCC |  |  |  |  | kG |  | 1.5 | 940 | 83.3 | 7860 | 0.00011745 | 2 | 1.8464 | 1.1 | 1 | 4.062 | Rp | 22500 | 6.8241e-05 | 1 | 1 | 3.6927 | 2.1829 | 2 |  | 2 | 2 | 2 | 2 |  |  |  | 3.6927 |  | 2.1829
| Frame Matl : Horizontal-Plate | SGCC |  |  |  |  | kG |  | 1.5 | 965 | 83.3 | 7860 | 0.00012058 | 2 | 1.8955 | 1.1 | 1 | 4.17 | Rp | 22500 | 6.8241e-05 | 1 | 1 | 3.7909 | 2.241 | 2 |  | 2 | 2 | 2 | 2 |  |  |  | 3.7909 |  | 2.241
| Frame Matl : Middle-Plate | SGCC |  |  |  |  | kG |  | 1.5 | 940 | 83.3 | 7860 | 0.00011745 | 0 | 0 | 1.1 | 1 | 0 | Rp | 22500 | 6.8241e-05 | 1 | 1 | 0 | 0 | 2 |  | 2 | 2 | 2 | 2 |  |  |  | 0 |  | 0
| - Coil Fab | [22 empty] | 0.2376 | 8.1015 | [10 empty] | 0.2376 |  | 8.1015
| Frame FabCost : EP/MP Punching | Punch GI < 2.0mmT |  |  |  |  | Stroke |  |  |  |  | 1 | 1 | 160 | 160 | 1 | 1 | 320 | Rp | 150 | 6.8241e-05 | 1 | 0 | 0 | 1.1464 | 2 |  | 2 | 2 | 2 | 2 |  |  |  | 0 |  | 1.1464
| Frame FabCost : EP/MP Bending | Shear/Bend GI < 2.0mmT, S |  |  |  |  | Stroke |  |  |  |  | 1 | 1 | 16 | 16 | 1 | 1 | 32 | Rp | 1000 | 6.8241e-05 | 1 | 0 | 0 | 0.7643 | 2 |  | 2 | 2 | 2 | 2 |  |  |  | 0 |  | 0.7643
| Frame FabCost : EP/MP Emboss/Ring | 3/8 |  |  |  |  | Pc |  |  |  |  | 1 | 1 | 144 | 144 | 1 | 1 | 288 | Rp | 900 | 6.8241e-05 | 1 | 0.000825 | 0.2376 | 6.1908 | 2 |  | 2 | 2 | 2 | 2 |  |  |  | 0.2376 |  | 6.1908
| - Coil Header | [22 empty] | 3.1047 | 16.1175 | [10 empty] | 3.1047 |  | 16.1175
| Header Matl : Inlet : | 0.625 |  | 0.625 | 0.8 |  | kG | 15.875 | 0.8 | 1200 |  | 8900 | 4.5483e-05 | 1 | 0.4048 | 1.05 | 1 | 0.85009 | Rp | 207000 | 6.8241e-05 | 1 | 1 | 0.80961 | 4.2029 | 2 |  | 2 | 2 | 2 | 2 |  |  |  | 0.80961 |  | 4.2029
| Header Matl : Outlet | 0.625 |  | 1.125 | 1.2 |  | kG | 28.575 | 1.2 | 1200 |  | 8900 | 0.00012389 | 1 | 1.1026 | 1.05 | 1 | 2.3155 | Rp | 207000 | 6.8241e-05 | 1 | 1 | 2.2053 | 11.4481 | 2 |  | 2 | 2 | 2 | 2 |  |  |  | 2.2053 |  | 11.4481
| Header Matl : Connector 50mm | 3/8 |  | 0.375 | 0.6 |  | kG | 9.525 | 0.6 | 50 |  | 8900 | 8.415e-07 | 6 | 0.044936 | 1.05 | 1 | 0.094366 | Rp | 207000 | 6.8241e-05 | 1 | 1 | 0.089872 | 0.46655 | 2 |  | 2 | 2 | 2 | 2 |  |  |  | 0.089872 |  | 0.46655
| - Coil Brazing | [22 empty] | 0.33587 | 11.9184 | [10 empty] | 0.33587 |  | 11.9184
| Brazing Matl : 34%-Brass Connection | B Cup2 (35%Ag) |  | 0.25 |  |  | kG/m |  |  |  | 19.9571 | 0.15133 | 0.019957 | 0 | 0 | 1 | 1 | 0 | Rp | 6250000 | 6.8241e-05 | 1 | 1 | 0 | 0 | 2 |  | 2 | 2 | 2 | 2 |  |  |  | 0 |  | 0
| Brazing Matl : 2%-U Bend | B Cup6 (2%Ag) : 2.4 x 3.2 x 600 |  | 0.375 |  |  | kG/m |  |  |  | 29.9357 | 0.059892 | 0.029936 | 69 | 0.12371 | 1 | 1 | 0.24742 | Rp | 875000 | 6.8241e-05 | 1 | 1 | 0.24742 | 5.1708 | 2 |  | 2 | 2 | 2 | 2 |  |  |  | 0.24742 |  | 5.1708
| Brazing Matl : 2%-NC Connector | B Cup6 (2%Ag) : 2.4 x 3.2 x 600 |  | 0.375 |  |  | kG/m |  |  |  | 29.9357 | 0.059892 | 0.029936 | 6 | 0.010757 | 1 | 1 | 0.021515 | Rp | 875000 | 6.8241e-05 | 1 | 1 | 0.021515 | 0.44963 | 2 |  | 2 | 2 | 2 | 2 |  |  |  | 0.021515 |  | 0.44963
| Brazing Matl : 2%-Header Inlet | B Cup6 (2%Ag) : 2.4 x 3.2 x 600 |  | 0.625 |  |  | kG/m |  |  |  | 49.8929 | 0.059892 | 0.049893 | 4 | 0.011953 | 1 | 1 | 0.023905 | Rp | 875000 | 6.8241e-05 | 1 | 1 | 0.023905 | 0.49959 | 2 |  | 2 | 2 | 2 | 2 |  |  |  | 0.023905 |  | 0.49959
| Brazing Matl : 2%-Header Outlet | B Cup6 (2%Ag) : 2.4 x 3.2 x 600 |  | 1.125 |  |  | kG/m |  |  |  | 89.8071 | 0.059892 | 0.089807 | 4 | 0.021515 | 1 | 1 | 0.04303 | Rp | 875000 | 6.8241e-05 | 1 | 1 | 0.04303 | 0.89927 | 2 |  | 2 | 2 | 2 | 2 |  |  |  | 0.04303 |  | 0.89927
| LPG | LPG : 6m3/cy ; 99.98% purity ; 150bar |  |  |  |  | kG/m |  |  |  | 2803.9786 | 0.046713 | 2.804 | 1 | 0.13098 | 1 | 1 | 0.26197 | Rp | 700000 | 6.8241e-05 | 1 | 0 | 0 | 4.3798 | 2 |  | 2 | 2 | 2 | 2 |  |  |  | 0 |  | 4.3798
| O2 | Oxygen : 6m3 ; 99.98% purity ; 150bar |  |  |  |  | kG/m |  |  |  | 2803.9786 | 0.046713 | 2.804 | 1 | 0.13098 | 1 | 1 | 0.26197 | Rp | 41500 | 6.8241e-05 | 1 | 0 | 0 | 0.25966 | 2 |  | 2 | 2 | 2 | 2 |  |  |  | 0 |  | 0.25966
| N2 | Nitrogen : 6m3 ; 99.98% purity ; 150bar |  |  |  |  | kG/m |  |  |  | 2803.9786 | 0.046713 | 2.804 | 1 | 0.13098 | 1 | 1 | 0.26197 | Rp | 41500 | 6.8241e-05 | 1 | 0 | 0 | 0.25966 | 2 |  | 2 | 2 | 2 | 2 |  |  |  | 0 |  | 0.25966
| - Coil Coating | [22 empty] | 0 | 0 | [10 empty] | 0 |  | 0
| Coil Coating: Anti Corrosion Phenol VR514 | Phenolic Resin: Heresite VR514 |  |  |  |  | USG/m2 |  |  | 900 | 43.3 | 0.0061 | 0.03897 | 0 | 0 | 1 | 1 | 0 | USD | 123.975 | 1 | 1 | 3.0136 | 0 | 0 | 2 |  | 2 | 2 | 2 | 2 |  |  |  | 0 |  | 0
| Coil Coating: Solvent S440 | Phenolic Thinner: Heresite S440 |  |  |  |  | USG/m2 |  |  | 900 | 43.3 | 0.0046 | 0.03897 | 0 | 0 | 1 | 1 | 0 | USD | 46.3125 | 1 | 1 | 0 | 0 | 0 | 2 |  | 2 | 2 | 2 | 2 |  |  |  | 0 |  | 0
| Coil Coating: Anti UV PU Resin UC5504-A | Polyurethane A&B Resin: Heresite UC5504 |  |  |  |  | USG/m2 |  |  | 900 | 43.3 | 0.0040667 | 0.03897 | 0 | 0 | 1 | 1 | 0 | USD | 182.7208 | 1 | 1 | 2.4136 | 0 | 0 | 2 |  | 2 | 2 | 2 | 2 |  |  |  | 0 |  | 0
| Coil Coating: Solvent S330 | Polyurethane Thinner: Heresite S330 |  |  |  |  | USG/m2 |  |  | 900 | 43.3 | 0.0053 | 0.03897 | 0 | 0 | 1 | 1 | 0 | USD | 50.8725 | 1 | 1 | 0 | 0 | 0 | 2 |  | 2 | 2 | 2 | 2 |  |  |  | 0 |  | 0
OPTIONS: Scroll Compressor
| 1. COMPRESSOR: Invotech R407c | [5 empty] | Uom | Ø | T | L | W | CF | V/A/L | n | UF | WF | 0 | Qty | Fx | U/P | EF | LF |  |  |  | SCU75M1 |  | SCU75M1 | SCU100M1 | SCU125M1 | SCU150M1 | [10 empty] | 1. COMPRESSOR: Invotech R407c | [6 empty] | 1. COMPRESSOR: Invotech R407c
| - Compressor Assy | [22 empty] | 0 | 0 | [10 empty] | 0 |  | 0 |  |  |  | - Compressor Assy | Model | kG | $FOB |  |  |  | Qc | PI | Qr | RA | SL | DL | LL
| 7.5hp: YH230T1-100 | [5 empty] | Pc |  |  |  |  | 1 | 1 | 1 | 1 | 1 | 0 | 0 | USD | 359.95 | 1 | 1.05 | 53 | 0 | 0 | 1 |  | 1 | [6 empty] | 0 |  | 0 |  |  |  |  | 7.5hp: YH230T1-100 | YH230 | 53 | 359.95 |  |  |  | 22.3 | 6.8 | 29.1 | 12.9 | 1.125 | 0.875 | 0.5
| 10.0hp: YH307T1-100 | [5 empty] | Pc |  |  |  |  | 1 | 1 | 1 | 1 | 1 | 0 | 0 | USD | 409 | 1 | 1.05 | 54 | 0 | 0 |  |  |  | 1 | [5 empty] | 0 |  | 0 |  |  |  |  | 10.0hp: YH307T1-100 | YH307 | 54 | 409 |  |  |  | 29.63 | 8.96 | 38.59 | 15.6 | 1.125 | 0.875 | 0.625
| 12.5hp: YH355T1-100 | [5 empty] | Pc |  |  |  |  | 1 | 1 | 1 | 1 | 1 | 0 | 0 | USD | 427 | 1 | 1.05 | 54 | 0 | 0 |  |  |  |  | 1 |  |  |  |  | 0 |  | 0 |  |  |  |  | 12.5hp: YH355T1-100 | YH355 | 54 | 427 |  |  |  | 35.11 | 10.91 | 46.02 | 18.2 | 1.125 | 0.875 | 0.75
| 15.0hp: YSH450T1G-100 | [5 empty] | Pc |  |  |  |  | 1 | 1 | 1 | 1 | 1 | 0 | 0 | USD | 723 | 1 | 1.05 | 90 | 0 | 0 | [5 empty] | 1 |  |  |  | 0 |  | 0 |  |  |  |  | 15.0hp: YSH450T1G-100 | YSH450 | 90 | 723 |  |  |  | 42.08 | 13.21 | 55.29 | 22.8 | 1.375 | 0.875 | 0.625
| - Crankcase Heater | [22 empty] | 0 | 0 | [10 empty] | 0 |  | 0
| Heater, Compressor Crankcase 90W/240V : ZR84-190 | [5 empty] | Pc |  |  |  |  | 1 | 1 | 1 | 1 | 1 | 0 | 0 | USD | 15 | 1 | 1.05 | 0.15 | 0 | 0 | 1 |  | 1 | 1 | 1 | 1 |  |  |  | 0 |  | 0
| 2. COMPRESSOR: Danfoss R407c | [5 empty] | Uom | Ø | T | L | W | CF | V/A/L | n | UF | WF | 0 | Qty | Fx | U/P | EF | LF |  |  |  | SCU75M1 |  | SCU75M1 | SCU100M1 | SCU125M1 | SCU150M1 | [10 empty] | 2. COMPRESSOR: Danfoss R407c | [6 empty] | 2. COMPRESSOR: Danfoss R407c
| - Compressor Assy | [22 empty] | 0 | 0 | [10 empty] | 0 |  | 0 |  |  |  | - Compressor Assy | Model | kG | $FOB |  |  |  | Qc | PI | Qr | RA | SL | DL | LL
| 7.5hp: SZ094-4VM | [5 empty] | Pc |  |  |  |  | 1 | 1 | 1 | 1 | 1 | 0 | 0 | USD | 520 | 1 | 1.09 | 57.2 | 0 | 0 | 1 |  | 1 | [6 empty] | 0 |  | 0 |  |  |  |  | 7.5hp: SZ094-4VM | SZ094 | 57.2 | 510 |  |  |  | 21.58 | 6.631 | 28.21 | 12.53 | 1.125 | 0.875 | 0.5
| 10.0hp: SZ120-4VM | [5 empty] | Pc |  |  |  |  | 1 | 1 | 1 | 1 | 1 | 0 | 0 | USD | 570 | 1 | 1.09 | 61.2 | 0 | 0 |  |  |  | 1 | [5 empty] | 0 |  | 0 |  |  |  |  | 10.0hp: SZ120-4VM | SZ120 | 61.2 | 554 |  |  |  | 28.55 | 8.994 | 37.54 | 16.53 | 1.375 | 0.875 | 0.625
| 12.5hp: SZ147-A4ALB | [5 empty] | Pc |  |  |  |  | 1 | 1 | 1 | 1 | 1 | 0 | 0 | USD | 656.64 | 1 | 1.09 | 61.2 | 0 | 0 |  |  |  |  | 1 |  |  |  |  | 0 |  | 0 |  |  |  |  | 12.5hp: SZ147-A4ALB | SZ147 | 61.2 | 573 |  |  |  | 34.92 | 9.93 | 44.85 | 18.21 | 1.375 | 0.875 | 0.75
| 15.0hp: SZ185-4CAM | [5 empty] | Pc |  |  |  |  | 1 | 1 | 1 | 1 | 1 | 0 | 0 | USD | 870 | 1 | 1.09 | 66.2 | 0 | 0 | [5 empty] | 1 |  |  |  | 0 |  | 0 |  |  |  |  | 15.0hp: SZ185-4CAM | SZ185 | 66.2 | 735 |  |  |  | 43.09 | 13.62 | 56.71 | 24.1 | 1.625 | 0.875 | 0.625
| - Crankcase Heater | [22 empty] | 0 | 0 | [10 empty] | 0 |  | 0
| Heater, Compressor Crankcase 90W/240V : ZR84-190 | [5 empty] | Pc |  |  |  |  | 1 | 1 | 1 | 1 | 1 | 0 | 0 | USD | 15 | 1 | 1.09 | 0.15 | 0 | 0 | 1 |  | 1 | 1 | 1 | 1 |  |  |  | 0 |  | 0
| 3. COMPRESSOR: Copeland R407c | [5 empty] | Uom | Ø | T | L | W | CF | V/A/L | n | UF | WF | 1 | Qty | Fx | U/P | EF | LF |  |  |  | SCU75M1 |  | SCU75M1 | SCU100M1 | SCU125M1 | SCU150M1 | [10 empty] | 3. COMPRESSOR: Copeland R407c | [6 empty] | 3. COMPRESSOR: Copeland R407c
| - Compressor Assy | [22 empty] | 57.2 | 163.8 | [10 empty] | 57.2 |  | 163.8 |  |  |  | - Compressor Assy | Model | kG | $FOB |  |  |  | Qc | PI | Qr | RA | SL | DL | LL
| 7.5hp: ZR94KCE-TFD | [5 empty] | Pc |  |  |  |  | 1 | 1 | 1 | 1 | 1 | 1 | 1 | USD | 520 | 1 | 1.05 | 57.2 | 57.2 | 163.8 | 1 |  | 1 | [6 empty] | 57.2 |  | 163.8 |  |  |  |  | 7.5hp: ZR94KCE-TFD | ZR94 | 57.2 | 520 |  |  |  | 23 | 6.95 | 27.6 | 12.83 | 1.125 | 0.875 | 0.5
| 10.0hp: ZR125KCE-TFD | [5 empty] | Pc |  |  |  |  | 1 | 1 | 1 | 1 | 1 | 1 | 0 | USD | 811.6733 | 1 | 1 | 61.2 | 0 | 0 |  |  |  | 1 | [5 empty] | 0 |  | 0 |  |  |  |  | 10.0hp: ZR125KCE-TFD | ZR125 | 61.2 | 570 |  |  |  | 30.2 | 8.95 | 36.1 | 16 | 1.375 | 0.875 | 0.625
| 12.5hp: ZR144KCE-TFD | [5 empty] | Pc |  |  |  |  | 1 | 1 | 1 | 1 | 1 | 1 | 0 | USD | 656.64 | 1 | 1.05 | 61.2 | 0 | 0 |  |  |  |  | 1 |  |  |  |  | 0 |  | 0 |  |  |  |  | 12.5hp: ZR144KCE-TFD | ZR144 | 61.2 | 656.64 |  |  |  | 34.6 | 10.15 | 41.2 | 17.66 | 1.375 | 0.875 | 0.75
| 15.0hp: ZR190KCE-TFD | [5 empty] | Pc |  |  |  |  | 1 | 1 | 1 | 1 | 1 | 1 | 0 | USD | 870 | 1 | 1.05 | 66.2 | 0 | 0 | [5 empty] | 1 |  |  |  | 0 |  | 0 |  |  |  |  | 15.0hp: ZR190KCE-TFD | ZR190 | 66.2 | 870 |  |  |  | 44 | 13.65 | 53.1 | 26.45 | 1.375 | 0.875 | 0.625
| - Crankcase Heater | [22 empty] | 0.15 | 15.75 | [10 empty] | 0.15 |  | 15.75
| Heater, Compressor Crankcase 90W/240V : ZR84-190 | [5 empty] | Pc |  |  |  |  | 1 | 1 | 1 | 1 | 1 | 1 | 1 | USD | 15 | 1 | 1.05 | 0.15 | 0.15 | 15.75 | 1 |  | 1 | 1 | 1 | 1 |  |  |  | 0.15 |  | 15.75
| 4. COMPRESSOR: Daikin R407c | [5 empty] | Uom | Ø | T | L | W | CF | V/A/L | n | UF | WF | 0 | Qty | Fx | U/P | EF | LF |  |  |  | SCU75M1 |  | SCU75M1 | SCU100M1 | SCU125M1 | SCU150M1 | [10 empty] | 4. COMPRESSOR: Daikin R407c | [6 empty] | 4. COMPRESSOR: Daikin R407c
| - Compressor Assy | [22 empty] | 0 | 0 | [10 empty] | 0 |  | 0 |  |  |  | - Compressor Assy | Model | kG | $FOB |  |  |  | Qc | PI | Qr | RA | SL | DL | LL
| 7.5hp: JT265DA-Y1 | [5 empty] | Pc |  |  |  |  | 1 | 1 | 1 | 1 | 1 | 0 | 0 | USD | 414 | 1 | 1.05 | 57.2 | 0 | 0 | 1 |  | 1 | [6 empty] | 0 |  | 0 |  |  |  |  | 7.5hp: JT265DA-Y1 | JT265 | 57.2 | 414 |  |  |  | 23.3812 | 8.36 | 30.3955 | 14.1 | 1.252 | 0.75197 | 0.5
| 10.0hp: JT300DA-Y1L | [5 empty] | Pc |  |  |  |  | 1 | 1 | 1 | 1 | 1 | 0 | 0 | USD | 424.4 | 1 | 1.05 | 61.2 | 0 | 0 |  |  |  | 1 | [5 empty] | 0 |  | 0 |  |  |  |  | 10.0hp: JT300DA-Y1L | JT300 | 61.2 | 424.4 |  |  |  | 29.5927 | 9.55 | 38.4706 | 16.4 | 1.252 | 0.75197 | 0.625
| 12.5hp: JT335DA-Y1L | [5 empty] | Pc |  |  |  |  | 1 | 1 | 1 | 1 | 1 | 0 | 0 | USD | 434.7 | 1 | 1.05 | 64.9 | 0 | 0 |  |  |  |  | 1 |  |  |  |  | 0 |  | 0 |  |  |  |  | 12.5hp: JT335DA-Y1L | JT335 | 64.9 | 434.7 |  |  |  | 33.6947 | 10.81 | 43.8031 | 18.3 | 1.252 | 0.75197 | 0.75
| 15.0hp: JT265DA-Y1 x 2 | [5 empty] | Pc |  |  |  |  | 1 | 1 | 1 | 1 | 1 | 0 | 0 | USD | 828 | 1 | 1.05 | 114.4 | 0 | 0 | [5 empty] | 1 |  |  |  | 0 |  | 0 |  |  |  |  | 15.0hp: JT265DA-Y1 x 2 | JT265-2 | 114.4 | 828 |  |  |  | 46.7624 | 16.72 | 60.7911 | 28.2 | 1.252 | 0.75197 | 0.5
| - Crankcase Heater | [22 empty] | 0 | 0 | [10 empty] | 0 |  | 0
| Heater, Compressor Crankcase 90W/240V : ZR84-190 | [5 empty] | Pc |  |  |  |  | 1 | 1 | 1 | 1 | 1 | 0 | 0 | USD | 15 | 1 | 1.05 | 0.15 | 0 | 0 | 1 |  | 1 | 1 | 1 | 1 |  |  |  | 0 |  | 0
| 5. COMPRESSOR: Copeland R407c ExNa | [5 empty] | Uom | Ø | T | L | W | CF | V/A/L | n | UF | WF | 0 | Qty | Fx | U/P | EF | LF |  |  |  | SCU75M1 |  | SCU75M1 | SCU100M1 | SCU125M1 | SCU150M1 | [10 empty] | 5. COMPRESSOR: Copeland R407c ExNa | [6 empty] | 5. COMPRESSOR: Copeland R407c ExNa
| - Compressor Assy | [22 empty] | 0 | 0 | [10 empty] | 0 |  | 0 |  |  |  | - Compressor Assy | Model | kG | $FOB |  |  |  | Qc | PI | Qr | RA | SL | DL | LL
| 7.5hp: ZR94KCE-TFD | [5 empty] | Pc |  |  |  |  | 1 | 1 | 1 | 1 | 1 | 0 | 0 | USD | 520 | 1 | 1.05 | 57.2 | 0 | 0 | 1 |  | 1 | [6 empty] | 0 |  | 0 |  |  |  |  | 7.5hp: ZR94KCE-TFD | ZR94 | 57.2 | 520 |  |  |  | 23 | 6.95 | 27.6 | 12.83 | 1.125 | 0.875 | 0.5
| 10.0hp: ZR125KCE-TFD | [5 empty] | Pc |  |  |  |  | 1 | 1 | 1 | 1 | 1 | 0 | 0 | USD | 570 | 1 | 1.05 | 61.2 | 0 | 0 |  |  |  | 1 | [5 empty] | 0 |  | 0 |  |  |  |  | 10.0hp: ZR125KCE-TFD | ZR125 | 61.2 | 570 |  |  |  | 30.2 | 8.95 | 36.1 | 16 | 1.375 | 0.875 | 0.625
| 12.5hp: ZR144KCE-TFD | [5 empty] | Pc |  |  |  |  | 1 | 1 | 1 | 1 | 1 | 0 | 0 | USD | 656.64 | 1 | 1.05 | 61.2 | 0 | 0 |  |  |  |  | 1 |  |  |  |  | 0 |  | 0 |  |  |  |  | 12.5hp: ZR144KCE-TFD | ZR144 | 61.2 | 656.64 |  |  |  | 34.6 | 10.15 | 41.2 | 17.66 | 1.375 | 0.875 | 0.75
| 15.0hp: ZR190KCE-TFD | [5 empty] | Pc |  |  |  |  | 1 | 1 | 1 | 1 | 1 | 0 | 0 | USD | 870 | 1 | 1.05 | 66.2 | 0 | 0 | [5 empty] | 1 |  |  |  | 0 |  | 0 |  |  |  |  | 15.0hp: ZR190KCE-TFD | ZR190 | 66.2 | 870 |  |  |  | 44 | 13.65 | 53.1 | 26.45 | 1.375 | 0.875 | 0.625
| - Attachment Assy | [22 empty] | 0 | 0 | [10 empty] | 0 |  | 0 |  |  |  | - Attachment Assy | Model | kG | $FOB |  |  |  | OD | H | W | T
| 7.5hp: Ring ZR84-144 |  |  | 232.2 | 160 |  | Pc |  | 2 | 769.7714 | 160 | 8030 | 0.00024633 | 1 | 1.978 | 1 | 0 | 0 | Rp | 22500 | 6.8241e-05 | 1.05 | 1 | 0 | 0 | 1 |  | 1 | [6 empty] | 0 |  | 0 |  |  |  |  | 7.5hp: Ring ZR84-144 | OD 232 | 1.978 |  |  |  |  | 232.2 | 476.3 | 160 | 5
| 10.0hp: Ring ZR84-144 |  |  | 232.2 | 160 |  | Pc |  | 2 | 769.7714 | 160 | 8030 | 0.00024633 | 1 | 1.978 | 1 | 0 | 0 | Rp | 22500 | 6.8241e-05 | 1.05 | 1 | 0 | 0 |  |  |  | 1 | [5 empty] | 0 |  | 0 |  |  |  |  | 10.0hp: Ring ZR84-144 | OD 232 | 1.978 |  |  |  |  | 232.2 | 533.1 | 160 | 5
| 12.5hp: Ring ZR84-144 |  |  | 232.2 | 160 |  | Pc |  | 2 | 769.7714 | 160 | 8030 | 0.00024633 | 1 | 1.978 | 1 | 0 | 0 | Rp | 22500 | 6.8241e-05 | 1.05 | 1 | 0 | 0 |  |  |  |  | 1 |  |  |  |  | 0 |  | 0 |  |  |  |  | 12.5hp: Ring ZR84-144 | OD 232 | 1.978 |  |  |  |  | 232.2 | 533.1 | 160 | 5
| 15.0hp: Ring ZR160-190 |  |  | 242.5 | 160 |  | Pc |  | 2 | 802.1429 | 160 | 8030 | 0.00025669 | 1 | 2.0612 | 1 | 0 | 0 | Rp | 22500 | 6.8241e-05 | 1.05 | 1 | 0 | 0 | [5 empty] | 1 |  |  |  | 0 |  | 0 |  |  |  |  | 15.0hp: Ring ZR160-190 | OD 243 | 2.0612 |  |  |  |  | 242.5 | 551.5 | 160 | 5
| Modified Attachment : Attachment Box 51H x 90W x 97L | 51 H x 90W x 97L |  | 374 | 51 |  | kG |  | 2 | 1215.4286 | 51 | 8030 | 0.00012397 | 1 | 0.99551 | 1.05 | 0 | 0 | Rp | 22500 | 6.8241e-05 | 1 | 1 | 0 | 0 | 1 |  | 1 | 1 | 1 | 1 |  |  |  | 0 |  | 0
| Modified Attachment : Junction Box Base 140W x 162L | 140W x 162L |  | 140 | 162 |  | kG |  | 2 | 480 | 162 | 8030 | 0.00015552 | 1 | 1.2488 | 1.05 | 0 | 0 | Rp | 22500 | 6.8241e-05 | 1 | 1 | 0 | 0 | 1 |  | 1 | 1 | 1 | 1 |  |  |  | 0 |  | 0
| Assembly : Adhesive on ring bracket, Belzona 111 @ 3m2/kG | [5 empty] | kG |  |  | 769.7714 | 160 | 0.33333 | 0.12316 | 1 | 0.041054 | 1 | 0 | 0 | Rp | 55000 | 6.8241e-05 | 1 | 1 | 0 | 0 | 1 |  | 1 | 1 | 1 | 1 |  |  |  | 0 |  | 0
| Assembly : Fastener, SUS304 M6 Hex Bolt & Nut | [5 empty] | Pc |  |  |  |  | 1 | 1 | 2 | 2 | 1 | 0 | 0 | USD | 0.52 | 1 | 1 | 0.002 | 0 | 0 | 1 |  | 1 | 1 | 1 | 1 |  |  |  | 0 |  | 0
| Assembly : High Voltage epoxy insulation, Scotchcast | [5 empty] | kG |  | 51 | 90 | 97 | 0.812 | 0.00044523 | 1 | 0.00036153 | 1 | 0 | 0 | USD | 37.5 | 1 | 1 | 1 | 0 | 0 | 1 |  | 1 | 1 | 1 | 1 |  |  |  | 0 |  | 0
| Assembly : Encapsulation of attachment box,High Temp Liquid Silicon | [5 empty] | kG |  | 51 | 90 | 97 | 0.812 | 0.00044523 | 1 | 0.00036153 | 1 | 0 | 0 | USD | 37.5 | 1 | 1 | 1 | 0 | 0 | 1 |  | 1 | 1 | 1 | 1 |  |  |  | 0 |  | 0
| Assembly : Junction Box - Zone 1&2, Ex d IIB, IP66 | [5 empty] | Pc |  |  |  |  | 1 | 1 | 1 | 1 | 1 | 0 | 0 | USD | 520 | 1 | 1 | 0.25 | 0 | 0 | 1 |  | 1 | 1 | 1 | 1 |  |  |  | 0 |  | 0
| - Electrical Assy | [22 empty] | 0 | 0 | [10 empty] | 0 |  | 0 |  |  |  | - Electrical Assy | Model | kG | $FOB |  |  |  | RA | mm2 | OD | [7 empty] | N2XH | OD | kG/m | $/m | N2XRH | OD | kG/m | $/m
| Armoured Cable, 7.5hp: ZR94KCE-TFD: NX2RH N2XRH 4C-4.0/7s |  |  |  | 2189.3143 |  | m |  |  |  | 2189.3143 | 1 | 2.1893 | 1 | 2.1893 | 1 | 0 | 0 | USD | 520 | 1 | 1.05 | 0.599 | 0 | 0 | 1 |  | 1 | [6 empty] | 0 |  | 0 |  |  |  |  | 7.5hp: ZR94KCE-TFD | N2XRH 4C-4.0/7s | 0.599 | 4.44 |  |  |  | 12.83 | 1.5 | 232.2
| Armoured Cable, 10.0hp: ZR125KCE-TFD: NX2RH N2XRH 4C-4.0/7s |  |  |  | 2189.3143 |  | m |  |  |  | 2189.3143 | 1 | 2.1893 | 1 | 2.1893 | 1 | 0 | 0 | USD | 570 | 1 | 1.05 | 0.599 | 0 | 0 |  |  |  | 1 | [5 empty] | 0 |  | 0 |  |  |  |  | 10.0hp: ZR125KCE-TFD | N2XRH 4C-4.0/7s | 0.599 | 4.44 |  |  |  | 16 | 4 | 232.2 | [7 empty] | 4Cx4.0/7s | 18.5 |  |  | 4Cx4.0/7s | 18 | 0.599 | 4.44
| Armoured Cable, 12.5hp: ZR144KCE-TFD: NX2RH N2XRH 4C-4.0/7s |  |  |  | 2189.3143 |  | m |  |  |  | 2189.3143 | 1 | 2.1893 | 1 | 2.1893 | 1 | 0 | 0 | USD | 656.64 | 1 | 1.05 | 0.599 | 0 | 0 |  |  |  |  | 1 |  |  |  |  | 0 |  | 0 |  |  |  |  | 12.5hp: ZR144KCE-TFD | N2XRH 4C-4.0/7s | 0.599 | 4.44 |  |  |  | 17.66 | 4 | 232.2 | [7 empty] | 4Cx6.0/7s | 29.5 |  |  | 4Cx6.0/7s | 20.5 | 0.825 | 5.63
| Armoured Cable, 15.0hp: ZR190KCE-TFD: NX2RH N2XRH 4C-6.0/7s |  |  |  | 2286.4286 |  | m |  |  |  | 2286.4286 | 1 | 2.2864 | 1 | 2.2864 | 1 | 0 | 0 | USD | 870 | 1 | 1.05 | 0.875 | 0 | 0 | [5 empty] | 1 |  |  |  | 0 |  | 0 |  |  |  |  | 15.0hp: ZR190KCE-TFD | N2XRH 4C-6.0/7s | 0.875 | 5.63 |  |  |  | 26.45 | 6 | 242.5 | [7 empty] | 4Cx16/7s |  |  |  | 4Cx16/7s | 25 | 1.288 | 13.225
| Armoured Cable Gland, 7.5hp: N2XRH 4Cx4.0/7s: NX2RH M25a | [5 empty] | Pc |  |  |  |  | 1 | 1 | 2 | 2 | 1 | 0 | 0 | USD | 30 | 1 | 1.05 | 0.325 | 0 | 0 | 1 |  | 1 | [6 empty] | 0 |  | 0 |  |  |  |  | 7.5hp: N2XRH 4Cx4.0/7s | M25a | 0.325 | 30 |  |  |  | 18 |  | 18.5-26 | [7 empty] | M63 | 48.0-64 | 1.436 | 100 | M63 | 48.0-64 | 1.436 | 100
| Armoured Cable Gland, 10.0hp: N2XRH 4Cx4.0/7s: NX2RH M25a | [5 empty] | Pc |  |  |  |  | 1 | 1 | 2 | 2 | 1 | 0 | 0 | USD | 30 | 1 | 1.05 | 0.325 | 0 | 0 |  |  |  | 1 | [5 empty] | 0 |  | 0 |  |  |  |  | 10.0hp: N2XRH 4Cx4.0/7s | M25a | 0.325 | 30 |  |  |  | 18 |  | 18.5-26
| Armoured Cable Gland, 12.5hp: N2XRH 4Cx4.0/7s: NX2RH M25a | [5 empty] | Pc |  |  |  |  | 1 | 1 | 2 | 2 | 1 | 0 | 0 | USD | 30 | 1 | 1.05 | 0.325 | 0 | 0 |  |  |  |  | 1 |  |  |  |  | 0 |  | 0 |  |  |  |  | 12.5hp: N2XRH 4Cx4.0/7s | M25a | 0.325 | 30 |  |  |  | 18 |  | 18.5-26
| Armoured Cable Gland, 15.0hp: N2XRH 4Cx6.0/7s: NX2RH M25a | [5 empty] | Pc |  |  |  |  | 1 | 1 | 2 | 2 | 1 | 0 | 0 | USD | 30 | 1 | 1.05 | 0.325 | 0 | 0 | [5 empty] | 1 |  |  |  | 0 |  | 0 |  |  |  |  | 15.0hp: N2XRH 4Cx6.0/7s | M25a | 0.325 | 30 |  |  |  | 20.5 |  | 18.5-26
| COMPRESSOR: Scroll Pipework | H x W x D | 950 | 875 | 1188 |  | Uom | Ø | T | L | W | CF | V/A/L | n | UF | WF | 1 | Qty | Fx | U/P | EF | LF |  |  |  | SCU75M1 |  | SCU75M1 | SCU100M1 | SCU125M1 | SCU150M1 | [10 empty] | COMPRESSOR: Scroll Pipework | [6 empty] | COMPRESSOR: Scroll Pipework | [9 empty] | COMPRESSOR: Scroll Pipework
| - Suction Pipe Assy | H/4+W/2+D/4 | [21 empty] | 0.89313 | 13.2471 | [10 empty] | 0.89313 |  | 13.2471 |  |  |  | - Suction Pipe Assy | Type | kG | $FOB |  |  |  | H | SL |  | DL |  | LL |  |  |  |  | OD | ID | FA(OD) | FA(ID) | FA(WT) | kG/M
| Suction Pipe 7.5hp: ZR94KCE-TFD |  | 1.125 | 1.2 | 972 |  | kG | 28.575 | 1.2 | 972 |  | 8900 | 0.00010035 | 1 | 0.89313 | 1.05 | 1 | 0.93779 | Rp | 207000 | 6.8241e-05 | 1 | 1 | 0.89313 | 13.2471 | 1 |  | 1 | [6 empty] | 0.89313 |  | 13.2471 |  |  |  |  | 7.5hp: ZR94KCE-TFD | 1 1/8 x 1.2 | 0.91886 |  |  |  |  | 476.3 | 1.125 | 1.2 | 0.875 | 0.9 | 0.5 | 0.8 |  |  |  | 28.575 | 26.175 | 0.00064156 | 0.00053832 | 0.00010324 | 0.91886
| Suction Pipe 10.0hp: ZR125KCE-TFD |  | 1.375 | 1.2 | 972 |  | kG | 34.925 | 1.2 | 972 |  | 8900 | 0.00012363 | 1 | 1.1003 | 1.05 | 1 | 0 | Rp | 207000 | 6.8241e-05 | 1 | 1 | 0 | 0 |  |  |  | 1 | [5 empty] | 0 |  | 0 |  |  |  |  | 10.0hp: ZR125KCE-TFD | 1 3/8 x 1.2 | 1.132 |  |  |  |  | 533.1 | 1.375 | 1.2 | 0.875 | 0.9 | 0.625 | 0.8 |  |  |  | 34.925 | 32.525 | 0.00095838 | 0.00083119 | 0.00012719 | 1.132
| Suction Pipe 12.5hp: ZR144KCE-TFD |  | 1.375 | 1.2 | 972 |  | kG | 34.925 | 1.2 | 972 |  | 8900 | 0.00012363 | 1 | 1.1003 | 1.05 | 1 | 0 | Rp | 207000 | 6.8241e-05 | 1 | 1 | 0 | 0 |  |  |  |  | 1 |  |  |  |  | 0 |  | 0 |  |  |  |  | 12.5hp: ZR144KCE-TFD | 1 3/8 x 1.2 | 1.132 |  |  |  |  | 533.1 | 1.375 | 1.2 | 0.875 | 0.9 | 0.75 | 0.8 |  |  |  | 34.925 | 32.525 | 0.00095838 | 0.00083119 | 0.00012719 | 1.132
| Suction Pipe 15.0hp: ZR190KCE-TFD |  | 1.375 | 1.2 | 972 |  | kG | 34.925 | 1.2 | 972 |  | 8900 | 0.00012363 | 1 | 1.1003 | 1.05 | 1 | 0 | Rp | 207000 | 6.8241e-05 | 1 | 1 | 0 | 0 | [5 empty] | 1 |  |  |  | 0 |  | 0 |  |  |  |  | 15.0hp: ZR190KCE-TFD | 1 3/8 x 1.2 | 1.132 |  |  |  |  | 551.5 | 1.375 | 1.2 | 0.875 | 0.9 | 0.625 | 0.8 |  |  |  | 34.925 | 32.525 | 0.00095838 | 0.00083119 | 0.00012719 | 1.132
| - Discharge Pipe Assy | H/4+W+D/3 | [21 empty] | 1.0651 | 15.797 | [10 empty] | 1.0651 |  | 15.797 |  |  |  | - Discharge Pipe Assy | Type | kG | $FOB |  |  |  | H | SL |  | DL |  | LL |  |  |  |  | OD | ID | FA(OD) | FA(ID) | FA(WT) | kG/M
| Discharge Pipe 7.5hp: ZR94KCE-TFD |  | 0.875 | 1.2 | 1508.5 |  | kG | 22.225 | 1.2 | 1508.5 |  | 8904 | 0.00011962 | 1 | 1.0651 | 1.05 | 1 | 1.1183 | Rp | 207000 | 6.8241e-05 | 1 | 1 | 1.0651 | 15.797 | 1 |  | 1 | [6 empty] | 1.0651 |  | 15.797 |  |  |  |  | 7.5hp: ZR94KCE-TFD | 7/8 x 0.9 | 0.53684 |  |  |  |  | 476.3 |  |  | 0.875 | 0.9 | [5 empty] | 22.225 | 20.425 | 0.0003881 | 0.00032778 | 6.0319e-05 | 0.53684
| Discharge Pipe 10.0hp: ZR125KCE-TFD |  | 0.875 | 1.2 | 1508.5 |  | kG | 22.225 | 1.2 | 1508.5 |  | 8906 | 0.00011962 | 1 | 1.0653 | 1.05 | 1 | 0 | Rp | 207000 | 6.8241e-05 | 1 | 1 | 0 | 0 |  |  |  | 1 | [5 empty] | 0 |  | 0 |  |  |  |  | 10.0hp: ZR125KCE-TFD | 7/8 x 0.9 | 0.53684 |  |  |  |  | 533.1 |  |  | 0.875 | 0.9 | [5 empty] | 22.225 | 20.425 | 0.0003881 | 0.00032778 | 6.0319e-05 | 0.53684
| Discharge Pipe 12.5hp: ZR144KCE-TFD |  | 0.875 | 1.2 | 1508.5 |  | kG | 22.225 | 1.2 | 1508.5 |  | 8907 | 0.00011962 | 1 | 1.0654 | 1.05 | 1 | 0 | Rp | 207000 | 6.8241e-05 | 1 | 1 | 0 | 0 |  |  |  |  | 1 |  |  |  |  | 0 |  | 0 |  |  |  |  | 12.5hp: ZR144KCE-TFD | 7/8 x 0.9 | 0.53684 |  |  |  |  | 533.1 |  |  | 0.875 | 0.9 | [5 empty] | 22.225 | 20.425 | 0.0003881 | 0.00032778 | 6.0319e-05 | 0.53684
| Discharge Pipe 15.0hp: ZR190KCE-TFD |  | 0.875 | 1.2 | 1508.5 |  | kG | 22.225 | 1.2 | 1508.5 |  | 8909 | 0.00011962 | 1 | 1.0657 | 1.05 | 1 | 0 | Rp | 207000 | 6.8241e-05 | 1 | 1 | 0 | 0 | [5 empty] | 1 |  |  |  | 0 |  | 0 |  |  |  |  | 15.0hp: ZR190KCE-TFD | 7/8 x 0.9 | 0.53684 |  |  |  |  | 551.5 |  |  | 0.875 | 0.9 | [5 empty] | 22.225 | 20.425 | 0.0003881 | 0.00032778 | 6.0319e-05 | 0.53684
| - Liquid Pipe Assy | H/4+W+D/4 | [21 empty] | 1.8775 | 27.8474 | [10 empty] | 1.8775 |  | 27.8474 |  |  |  | - Liquid Pipe Assy | Type | kG | $FOB |  |  |  | H | SL |  | DL |  | LL |  |  |  |  | OD | ID | FA(OD) | FA(ID) | FA(WT) | kG/M
| Liquid Pipe 7.5hp: ZR94KCE-TFD |  | 0.5 | 0.8 | 1409.5 |  | kG | 12.7 | 0.8 | 1409.5 |  | 8904 | 4.2172e-05 | 5 | 1.8775 | 1.05 | 1 | 1.9714 | Rp | 207000 | 6.8241e-05 | 1 | 1 | 1.8775 | 27.8474 | 1 |  | 1 | [6 empty] | 1.8775 |  | 27.8474 |  |  |  |  | 7.5hp: ZR94KCE-TFD | 1/2 x 0.8 | 0.26629 |  |  |  |  | 476.3 |  |  |  |  | 0.5 | 0.8 |  |  |  | 12.7 | 11.1 | 0.00012673 | 9.6808e-05 | 2.992e-05 | 0.26629
| Liquid Pipe 10.0hp: ZR125KCE-TFD |  | 0.625 | 0.8 | 1409.5 |  | kG | 15.875 | 0.8 | 1409.5 |  | 8906 | 5.3424e-05 | 7 | 3.3306 | 1.05 | 1 | 0 | Rp | 207000 | 6.8241e-05 | 1 | 1 | 0 | 0 |  |  |  | 1 | [5 empty] | 0 |  | 0 |  |  |  |  | 10.0hp: ZR125KCE-TFD | 5/8 x 0.8 | 0.33734 |  |  |  |  | 533.1 |  |  |  |  | 0.625 | 0.8 |  |  |  | 15.875 | 14.275 | 0.00019801 | 0.00016011 | 3.7903e-05 | 0.33734
| Liquid Pipe 12.5hp: ZR144KCE-TFD |  | 0.75 | 0.8 | 1409.5 |  | kG | 19.05 | 0.8 | 1409.5 |  | 8907 | 6.4676e-05 | 8 | 4.6085 | 1.05 | 1 | 0 | Rp | 207000 | 6.8241e-05 | 1 | 1 | 0 | 0 |  |  |  |  | 1 |  |  |  |  | 0 |  | 0 |  |  |  |  | 12.5hp: ZR144KCE-TFD | 3/4 x 0.9 | 0.40838 |  |  |  |  | 533.1 |  |  |  |  | 0.75 | 0.8 |  |  |  | 19.05 | 17.45 | 0.00028514 | 0.00023925 | 4.5886e-05 | 0.40838
| Liquid Pipe 15.0hp: ZR190KCE-TFD |  | 0.625 | 0.8 | 1409.5 |  | kG | 15.875 | 0.8 | 1409.5 |  | 8909 | 5.3424e-05 | 10 | 4.7596 | 1.05 | 1 | 0 | Rp | 207000 | 6.8241e-05 | 1 | 1 | 0 | 0 | [5 empty] | 1 |  |  |  | 0 |  | 0 |  |  |  |  | 15.0hp: ZR190KCE-TFD | 5/8 x 0.8 | 0.33734 |  |  |  |  | 551.5 |  |  |  |  | 0.625 | 0.8 |  |  |  | 15.875 | 14.275 | 0.00019801 | 0.00016011 | 3.7903e-05 | 0.33734
| - Line Component Pipe Assy | [22 empty] | 0.067551 | 1.0019 | [10 empty] | 0.067551 |  | 1.0019 |  |  |  | - Line Component Pipe Assy | Model | kG | $FOB |  |  |  | H | SL |  | DL |  | LL |  |  |  |  | OD | ID | FA(OD) | FA(ID) | FA(WT) | kG/M
| Pressure Switch Line 1/4": HiLo |  | 0.25 | 0.6 | 250 |  | kG | 6.35 | 0.6 | 250 |  | 8900 | 2.7107e-06 | 2 | 0.048251 | 1.05 | 1 | 0.050663 | Rp | 207000 | 6.8241e-05 | 1 | 1 | 0.048251 | 0.71566 | 1 |  | 1 | 1 | 1 | 1 |  |  |  | 0.048251 |  | 0.71566 |  |  |  |  | Pressure Switch | 1/4 x 0.6 | 0.096501 | [9 empty] | 0.25 | 0.6 |  |  |  | 6.35 | 5.15 | 3.1682e-05 | 2.0839e-05 | 1.0843e-05 | 0.096501
| Pressure Gauge Line 1/4": HiLo |  | 0.25 | 0.6 | 250 |  | kG | 6.35 | 0.6 | 250 |  | 8900 | 2.7107e-06 | 2 | 0.048251 | 1.05 | 1 | 0 | Rp | 207000 | 6.8241e-05 | 1 | 1 | 0 | 0 | [9 empty] | 0 |  | 0 |  |  |  |  | Pressure Gauge | 1/4 x 0.6 | 0.096501 | [9 empty] | 0.25 | 0.6 |  |  |  | 6.35 | 5.15 | 3.1682e-05 | 2.0839e-05 | 1.0843e-05 | 0.096501
| Access Valve Line 1/4": HiLo |  | 0.25 | 0.6 | 100 |  | kG | 6.35 | 0.6 | 100 |  | 8900 | 1.0843e-06 | 2 | 0.0193 | 1.05 | 1 | 0.020265 | Rp | 207000 | 6.8241e-05 | 1 | 1 | 0.0193 | 0.28626 | 1 |  | 1 | 1 | 1 | 1 |  |  |  | 0.0193 |  | 0.28626 |  |  |  |  | Acess Valve | 1/4 x 0.6 | 0.096501 | [9 empty] | 0.25 | 0.6 |  |  |  | 6.35 | 5.15 | 3.1682e-05 | 2.0839e-05 | 1.0843e-05 | 0.096501
| COMPRESSOR: Scroll In Line Components | [5 empty] | Uom | Ø | T | L | W | CF | V/A/L | n | UF | WF | 1 | Qty | Fx | U/P | EF | LF |  |  |  | SCU75M1 |  | SCU75M1 | SCU100M1 | SCU125M1 | SCU150M1 | [10 empty] | COMPRESSOR: Scroll In Line Components | [6 empty] | COMPRESSOR: Scroll In Line Components | [9 empty] | COMPRESSOR: Scroll In Line Components
| - Suction Accummulator | [15 empty] | 0 | [6 empty] | 0 | 0 | [10 empty] | 0 |  | 0 |  |  |  | - Suction Accummulator | Airmende | kG | $FOB |  |  |  | Qc | SL | [8 empty] | Airmender | SL" | OD" | H" | Rfg kG | kG/Pc | $/Pc
| Suction Accummulator 7.5hp: ZR94KCE-TFD- RA211 | A17-613 |  |  |  |  | Pc |  |  |  |  | 1 | 1 | 1 | 1 | 1 | 0 | 0 | USD |  | 1 | 1 |  | 0 | 0 | 1 |  | 1 | [6 empty] | 0 |  | 0 |  |  |  |  | 7.5hp: ZR94KCE-TFD | RA211 | [5 empty] | 23 | 1.125 | [8 empty] | RA213 | 1.375 | 6.5 | 20.87 | 9.9
| Suction Accummulator 10.0hp: ZR125KCE-TFD- RA213 | A08-405 |  |  |  |  | Pc |  |  |  |  | 1 | 1 | 1 | 1 | 1 | 0 | 0 | USD |  | 1 | 1 |  | 0 | 0 |  |  |  | 1 | [5 empty] | 0 |  | 0 |  |  |  |  | 10.0hp: ZR125KCE-TFD | RA213 | [5 empty] | 30.2 | 1.375 | [8 empty] | RA221 | 2.125 | 8.5 | 29.53 | 24.2
| Suction Accummulator 12.5hp: ZR144KCE-TFD- RA213 | A09-506 |  |  |  |  | Pc |  |  |  |  | 1 | 1 | 1 | 1 | 1 | 0 | 0 | USD |  | 1 | 1 |  | 0 | 0 |  |  |  |  | 1 |  |  |  |  | 0 |  | 0 |  |  |  |  | 12.5hp: ZR144KCE-TFD | RA213 | [5 empty] | 34.6 | 1.375 | [8 empty] | RA225 | 2.625 | 10.75 | 25.6 | 33.4
| Suction Accummulator 15.0hp: ZR190KCE-TFD- RA213 | A14-611 |  |  |  |  | Pc |  |  |  |  | 1 | 1 | 1 | 1 | 1 | 0 | 0 | USD |  | 1 | 1 |  | 0 | 0 | [5 empty] | 1 |  |  |  | 0 |  | 0 |  |  |  |  | 15.0hp: ZR190KCE-TFD | RA213 | [5 empty] | 44 | 1.375
| - Filter Drier | [15 empty] | 0 | [6 empty] | 0 | 0 | [10 empty] | 0 |  | 0 |  |  |  | - Filter Drier | Danfoss | kG | $FOB |  |  |  | Qc | LL | [8 empty] | Danfoss | LL" | kW | Rfg kG |  | kG/Pc | $/Pc
| Filter Drier 7.5hp: ZR94KCE-TFD - DML34s | [5 empty] | Pc |  |  |  |  | 1 | 1 | 1 | 1 | 1 | 0 | 0 | USD |  | 1 | 1 | 0.23 | 0 | 0 | 1 |  | 1 | [6 empty] | 0 |  | 0 |  |  |  |  | 7.5hp: ZR94KCE-TFD | DML34s | 0.23 |  |  |  |  | 23 | 0.5
| Filter Drier 10.0hp: ZR125KCE-TFD - DML55s | [5 empty] | Pc |  |  |  |  | 1 | 1 | 1 | 1 | 1 | 0 | 0 | USD |  | 1 | 1 | 0.42 | 0 | 0 |  |  |  | 1 | [5 empty] | 0 |  | 0 |  |  |  |  | 10.0hp: ZR125KCE-TFD | DML55s | 0.42 |  |  |  |  | 30.2 | 0.625
| Filter Drier 12.5hp: ZR144KCE-TFD - DML166s | [5 empty] | Pc |  |  |  |  | 1 | 1 | 1 | 1 | 1 | 0 | 0 | USD |  | 1 | 1 | 0.99 | 0 | 0 |  |  |  |  | 1 |  |  |  |  | 0 |  | 0 |  |  |  |  | 12.5hp: ZR144KCE-TFD | DML166s | 0.99 |  |  |  |  | 34.6 | 0.75
| Filter Drier 15.0hp: ZR190KCE-TFD - DML166s | [5 empty] | Pc |  |  |  |  | 1 | 1 | 1 | 1 | 1 | 0 | 0 | USD |  | 1 | 1 | 0.99 | 0 | 0 | [5 empty] | 1 |  |  |  | 0 |  | 0 |  |  |  |  | 15.0hp: ZR190KCE-TFD | DML166s | 0.99 |  |  |  |  | 44 | 0.625
| - Sight Glass | [15 empty] | 0 | [6 empty] | 0 | 0 | [10 empty] | 0 |  | 0 |  |  |  | - Sight Glass | Danfoss | kG | $FOB |  |  |  | Qc | LL | [8 empty] | Danfoss | LL" | kW | Rfg kG |  | kG/Pc | $/Pc
| Sight Glass 7.5hp: ZR94KCE-TFD - SGN 12s | [5 empty] | Pc |  |  |  |  | 1 | 1 | 1 | 1 | 1 | 0 | 0 | USD | 6.0839 | 1 | 1 | 0.2 | 0 | 0 | 1 |  | 1 | [6 empty] | 0 |  | 0 |  |  |  |  | 7.5hp: ZR94KCE-TFD | SGN 12s | 0.2 | 6.0839 |  |  |  | 23 | 0.5
| Sight Glass 10.0hp: ZR125KCE-TFD - SGN 16s | [5 empty] | Pc |  |  |  |  | 1 | 1 | 1 | 1 | 1 | 0 | 0 | USD | 8.5315 | 1 | 1 | 0.2 | 0 | 0 |  |  |  | 1 | [5 empty] | 0 |  | 0 |  |  |  |  | 10.0hp: ZR125KCE-TFD | SGN 16s | 0.2 | 8.5315 |  |  |  | 30.2 | 0.625
| Sight Glass 12.5hp: ZR144KCE-TFD - SGN 18s | [5 empty] | Pc |  |  |  |  | 1 | 1 | 1 | 1 | 1 | 0 | 0 | USD | 10.8392 | 1 | 1 | 0.2 | 0 | 0 |  |  |  |  | 1 |  |  |  |  | 0 |  | 0 |  |  |  |  | 12.5hp: ZR144KCE-TFD | SGN 18s | 0.2 | 10.8392 |  |  |  | 34.6 | 0.75
| Sight Glass 15.0hp: ZR190KCE-TFD - SGN 16s | [5 empty] | Pc |  |  |  |  | 1 | 1 | 1 | 1 | 1 | 0 | 0 | USD | 8.5315 | 1 | 1 | 0.2 | 0 | 0 | [5 empty] | 1 |  |  |  | 0 |  | 0 |  |  |  |  | 15.0hp: ZR190KCE-TFD | SGN 16s | 0.2 | 8.5315 |  |  |  | 44 | 0.625
| - Suction Line Ball Valves | [15 empty] | 0 | [6 empty] | 0 | 0 | [10 empty] | 0 |  | 0 |  |  |  | - Suction Line Ball Valves | Danfoss | kG | $FOB |  |  |  | Qc | SL | [8 empty] | Danfoss | LL" | kW | Rfg kG |  | kG/Pc | $/Pc
| Suction Line Ball Valve 7.5hp: ZR94KCE-TFD - GBC 28s | [5 empty] | Pc |  |  |  |  | 1 | 1 | 1 | 1 | 1 | 0 | 0 | USD | 17.9021 | 1 | 1 | 0.95 | 0 | 0 | 1 |  | 1 | [6 empty] | 0 |  | 0 |  |  |  |  | 7.5hp: ZR94KCE-TFD | GBC 28s | 0.95 | 17.9021 |  |  |  | 23 | 1.125 | [8 empty] | GBC 42s | 1.625 |  |  |  | 2.41 | 59.4406
| Suction Line Ball Valve 10.0hp: ZR125KCE-TFD - GBC 35s | [5 empty] | Pc |  |  |  |  | 1 | 1 | 1 | 1 | 1 | 0 | 0 | USD | 49.6503 | 1 | 1 | 1.465 | 0 | 0 |  |  |  | 1 | [5 empty] | 0 |  | 0 |  |  |  |  | 10.0hp: ZR125KCE-TFD | GBC 35s | 1.465 | 49.6503 |  |  |  | 30.2 | 1.375
| Suction Line Ball Valve 12.5hp: ZR144KCE-TFD - GBC 35s | [5 empty] | Pc |  |  |  |  | 1 | 1 | 1 | 1 | 1 | 0 | 0 | USD | 49.6503 | 1 | 1 | 1.465 | 0 | 0 |  |  |  |  | 1 |  |  |  |  | 0 |  | 0 |  |  |  |  | 12.5hp: ZR144KCE-TFD | GBC 35s | 1.465 | 49.6503 |  |  |  | 34.6 | 1.375
| Suction Line Ball Valve 15.0hp: ZR190KCE-TFD - GBC 35s | [5 empty] | Pc |  |  |  |  | 1 | 1 | 1 | 1 | 1 | 0 | 0 | USD | 49.6503 | 1 | 1 | 1.465 | 0 | 0 | [5 empty] | 1 |  |  |  | 0 |  | 0 |  |  |  |  | 15.0hp: ZR190KCE-TFD | GBC 35s | 1.465 | 49.6503 |  |  |  | 44 | 1.375
| - Discharge Line Ball Valves | [15 empty] | 0 | [6 empty] | 0 | 0 | [10 empty] | 0 |  | 0 |  |  |  | - Discharge Line Ball Valves | Danfoss | kG | $FOB |  |  |  | Qc | DL | [8 empty] | Danfoss | LL" | kW | Rfg kG |  | kG/Pc | $/Pc
| Discharge Line Ball Valve 7.5hp: ZR94KCE-TFD - GBC 22s | [5 empty] | Pc |  |  |  |  | 1 | 1 | 1 | 1 | 1 | 0 | 0 | USD | 17.9021 | 1 | 1 | 0.675 | 0 | 0 | 1 |  | 1 | [6 empty] | 0 |  | 0 |  |  |  |  | 7.5hp: ZR94KCE-TFD | GBC 22s | 0.675 | 17.9021 |  |  |  | 23 | 0.875 | [8 empty] | GBC 42s | 1.625 |  |  |  | 2.41 | 59.4406
| Discharge Line Ball Valve 10.0hp: ZR125KCE-TFD - GBC 22s | [5 empty] | Pc |  |  |  |  | 1 | 1 | 1 | 1 | 1 | 0 | 0 | USD | 17.9021 | 1 | 1 | 0.675 | 0 | 0 |  |  |  | 1 | [5 empty] | 0 |  | 0 |  |  |  |  | 10.0hp: ZR125KCE-TFD | GBC 22s | 0.675 | 17.9021 |  |  |  | 30.2 | 0.875
| Discharge Line Ball Valve 12.5hp: ZR144KCE-TFD - GBC 22s | [5 empty] | Pc |  |  |  |  | 1 | 1 | 1 | 1 | 1 | 0 | 0 | USD | 17.9021 | 1 | 1 | 0.675 | 0 | 0 |  |  |  |  | 1 |  |  |  |  | 0 |  | 0 |  |  |  |  | 12.5hp: ZR144KCE-TFD | GBC 22s | 0.675 | 17.9021 |  |  |  | 34.6 | 0.875
| Discharge Line Ball Valve 15.0hp: ZR190KCE-TFD - GBC 22s | [5 empty] | Pc |  |  |  |  | 1 | 1 | 1 | 1 | 1 | 0 | 0 | USD | 17.9021 | 1 | 1 | 0.675 | 0 | 0 | [5 empty] | 1 |  |  |  | 0 |  | 0 |  |  |  |  | 15.0hp: ZR190KCE-TFD | GBC 22s | 0.675 | 17.9021 |  |  |  | 44 | 0.875
| - Liquid Line Ball Valves | [15 empty] | 0 | [6 empty] | 0 | 0 | [10 empty] | 0 |  | 0 |  |  |  | - Liquid Line Ball Valves | Danfoss | kG | $FOB |  |  |  | Qc | DL | [8 empty] | Danfoss | LL" | kW | Rfg kG |  | kG/Pc | $/Pc
| Liquid Line Ball Valve 7.5hp: ZR94KCE-TFD - GBC 12s | [5 empty] | Pc |  |  |  |  | 1 | 1 | 2 | 2 | 1 | 0 | 0 | USD | 11.43 | 1 | 1 | 0.17 | 0 | 0 | 1 |  | 1 | [6 empty] | 0 |  | 0 |  |  |  |  | 7.5hp: ZR94KCE-TFD | GBC 12s | 0.17 | 11.43 |  |  |  | 23 | 0.5 | [8 empty] | GBC 42s | 1.625 |  |  |  | 2.41 | 59.4406
| Liquid Line Ball Valve 10.0hp: ZR125KCE-TFD - GBC 16s | [5 empty] | Pc |  |  |  |  | 1 | 1 | 2 | 2 | 1 | 0 | 0 | USD | 11.5385 | 1 | 1 | 0.25 | 0 | 0 |  |  |  | 1 | [5 empty] | 0 |  | 0 |  |  |  |  | 10.0hp: ZR125KCE-TFD | GBC 16s | 0.25 | 11.5385 |  |  |  | 30.2 | 0.625
| Liquid Line Ball Valve 12.5hp: ZR144KCE-TFD - GBC 18s | [5 empty] | Pc |  |  |  |  | 1 | 1 | 2 | 2 | 1 | 0 | 0 | USD | 17.4825 | 1 | 1 | 0.4 | 0 | 0 |  |  |  |  | 1 |  |  |  |  | 0 |  | 0 |  |  |  |  | 12.5hp: ZR144KCE-TFD | GBC 18s | 0.4 | 17.4825 |  |  |  | 34.6 | 0.75
| Liquid Line Ball Valve 15.0hp: ZR190KCE-TFD - GBC 16s | [5 empty] | Pc |  |  |  |  | 1 | 1 | 2 | 2 | 1 | 0 | 0 | USD | 11.5385 | 1 | 1 | 0.25 | 0 | 0 | [5 empty] | 1 |  |  |  | 0 |  | 0 |  |  |  |  | 15.0hp: ZR190KCE-TFD | GBC 16s | 0.25 | 11.5385 |  |  |  | 44 | 0.625
OPTIONS: Semi Hermetic Compressor
| 1. COMPRESSOR: Dorin R407c | [5 empty] | Uom | Ø | T | L | W | CF | V/A/L | n | UF | WF | 0 | Qty | Fx | U/P | EF | LF |  |  |  | SCU75M1 |  | SCU75M1 | SCU100M1 | SCU125M1 | SCU150M1 | [10 empty] | 1. COMPRESSOR: Dorin R407c | [6 empty] | 1. COMPRESSOR: Dorin R407c | [9 empty] | 1. COMPRESSOR: Dorin R407c
| - Compressor Assy | [22 empty] | 0 | 0 | [10 empty] | 0 |  | 0 |  |  |  | - Compressor Assy | Dorin | kG | € FOB |  |  |  | Qc | PI | Qr | RA | SL | DL | LL |  |  |  | SL |  | DL
| 7.5hp: H705CC | [5 empty] | Pc |  |  |  |  | 1 | 1 | 1 | 1 | 1 | 0 | 0 | Euro | 1278.4621 | 1.1338 | 1.67 | 78 | 0 | 0 | 1 |  | 1 | [6 empty] | 0 |  | 0 |  |  |  |  | 7.5hp: H705CC | H705 | 78 | 1278.4621 |  |  |  | 21.54 | 7.57 | 29.1 | 13.5 | 28 | 22 | 0.5 |  |  |  | 28 | 1.125 | 22 | 0.875
| 10.0hp: H1002CC | [5 empty] | Pc |  |  |  |  | 1 | 1 | 1 | 1 | 1 | 0 | 0 | Euro | 1701.055 | 1.1338 | 1.67 | 99 | 0 | 0 |  |  |  | 1 | [5 empty] | 0 |  | 0 |  |  |  |  | 10.0hp: H1002CC | H1002 | 99 | 1701.055 |  |  |  | 28.66 | 11.31 | 39.96 | 19 | 35 | 22 | 0.625 |  |  |  | 35 | 1.375 | 22 | 0.875
| 12.5hp: H1201CC | [5 empty] | Pc |  |  |  |  | 1 | 1 | 1 | 1 | 1 | 0 | 0 | Euro | 2123.0543 | 1.1338 | 1.67 | 130 | 0 | 0 |  |  |  |  | 1 |  |  |  |  | 0 |  | 0 |  |  |  |  | 12.5hp: H1201CC | H1201 | 130 | 2123.0543 |  |  |  | 35.77 | 11.86 | 47.62 | 20.4 | 35 | 28 | 0.625 |  |  |  | 35 | 1.375 | 28 | 1.125
| 15.0hp: H2001CC | [5 empty] | Pc |  |  |  |  | 1 | 1 | 1 | 1 | 1 | 0 | 0 | Euro | 2733.2025 | 1.1338 | 1.67 | 131 | 0 | 0 | [5 empty] | 1 |  |  |  | 0 |  | 0 |  |  |  |  | 15.0hp: H2001CC | H2001 | 131 | 2733.2025 |  |  |  | 46.05 | 15.93 | 61.97 | 28.3 | 42 | 28 | 0.625 |  |  |  | 42 | 1.625 | 28 | 1.125
| - Compressor Accessories | [22 empty] | 0 | 0 | [10 empty] | 0 |  | 0
| Oil Sump Heater | [5 empty] | Pc |  |  |  |  | 1 | 1 | 1 | 1 | 1 | 0 | 0 | USD | 1340.127 | 1 | 1.05 | 246 | 0 | 0 | [9 empty] | 0 |  | 0
| Capacity Regulator | [5 empty] | Pc |  |  |  |  | 1 | 1 | 1 | 1 | 1 | 0 | 0 | USD | 770.792 | 1 | 1.05 | 253 | 0 | 0 | [9 empty] | 0 |  | 0
| Differential Oil Pressure Switch | [5 empty] | Pc |  |  |  |  | 1 | 1 | 1 | 1 | 1 | 0 | 0 | USD | 715.011 | 1 | 1.05 | 355 | 0 | 0 | [9 empty] | 0 |  | 0
| Special Marine Coating | [5 empty] | Pc |  |  |  |  | 1 | 1 | 1 | 1 | 1 | 0 | 0 | USD | 394.155 | 1 | 1.05 | 357 | 0 | 0 | [9 empty] | 0 |  | 0
| 2. COMPRESSOR: Dorin R407c ExNa | [5 empty] | Uom | Ø | T | L | W | CF | V/A/L | n | UF | WF | 0 | Qty | Fx | U/P | EF | LF |  |  |  | SCU75M1 |  | SCU75M1 | SCU100M1 | SCU125M1 | SCU150M1 | [10 empty] | 2. COMPRESSOR: Dorin R407c ExNa | [6 empty] | 2. COMPRESSOR: Dorin R407c ExNa
| - Compressor Assy | [22 empty] | 0 | 0 | [10 empty] | 0 |  | 0 |  |  |  | - Compressor Assy | Dorin ExNa | kG | € FOB |  |  |  | Qc | PI | Qr | RA | SL | DL | LL
| 7.5hp: HEX705CC | [5 empty] | Pc |  |  |  |  | 1 | 1 | 1 | 1 | 1 | 0 | 0 | Euro | 804 | 1.1338 | 1.67 | 78 | 0 | 0 | 1 |  | 1 | [6 empty] | 0 |  | 0 |  |  |  |  | 7.5hp: HEX705CC | HEX705 | 78 | 804 |  |  |  | 21.54 | 7.57 | 29.1 | 13.5 | 28 | 22 | 0.5
| 10.0hp: HEX1002CC | [5 empty] | Pc |  |  |  |  | 1 | 1 | 1 | 1 | 3 | 0 | 0 | Euro | 996 | 1.1338 | 1.67 | 99 | 0 | 0 |  |  |  | 1 | [5 empty] | 0 |  | 0 |  |  |  |  | 10.0hp: HEX1002CC | HEX1002 | 99 | 996 |  |  |  | 28.66 | 11.31 | 39.96 | 19 | 35 | 22 | 0.625
| 12.5hp: HEX1201CC | [5 empty] | Pc |  |  |  |  | 1 | 1 | 1 | 1 | 4 | 0 | 0 | Euro | 1158 | 1.1338 | 1.67 | 130 | 0 | 0 |  |  |  |  | 1 |  |  |  |  | 0 |  | 0 |  |  |  |  | 12.5hp: HEX1201CC | HEX1201 | 130 | 1158 |  |  |  | 35.77 | 11.86 | 47.62 | 20.4 | 35 | 28 | 0.625
| 15.0hp: HEX2001CC | [5 empty] | Pc |  |  |  |  | 1 | 1 | 1 | 1 | 6 | 0 | 0 | Euro | 1586 | 1.1338 | 1.67 | 131 | 0 | 0 | [5 empty] | 1 |  |  |  | 0 |  | 0 |  |  |  |  | 15.0hp: HEX2001CC | HEX2001 | 131 | 1586 |  |  |  | 46.05 | 15.93 | 61.97 | 28.3 | 42 | 28 | 0.625
| - Compressor Accessories | [22 empty] | 0 | 0 | [10 empty] | 0 |  | 0
| Oil Sump Heater | [5 empty] | Pc |  |  |  |  | 1 | 1 | 1 | 1 | 1 | 0 | 0 | USD | 1340.127 | 1 | 1.05 | 246 | 0 | 0 | 1 |  | 1 | 1 | 1 | 1 |  |  |  | 0 |  | 0
| Capacity Regulator | [5 empty] | Pc |  |  |  |  | 1 | 1 | 1 | 1 | 1 | 0 | 0 | USD | 770.792 | 1 | 1.05 | 253 | 0 | 0 | 1 |  | 1 | 1 | 1 | 1 |  |  |  | 0 |  | 0
| Differential Oil Pressure Switch | [5 empty] | Pc |  |  |  |  | 1 | 1 | 1 | 1 | 1 | 0 | 0 | USD | 715.011 | 1 | 1.05 | 355 | 0 | 0 | 1 |  | 1 | 1 | 1 | 1 |  |  |  | 0 |  | 0
| Special Marine Coating | [5 empty] | Pc |  |  |  |  | 1 | 1 | 1 | 1 | 1 | 0 | 0 | USD | 394.155 | 1 | 1.05 | 357 | 0 | 0 | 1 |  | 1 | 1 | 1 | 1 |  |  |  | 0 |  | 0
| COMPRESSOR: SH Recip Pipework | H x W x D | 950 | 875 | 1188 |  | Uom | Ø | T | L | W | CF | V/A/L | n | UF | WF | 0 | Qty | Fx | U/P | EF | LF |  |  |  | SCU75M1 |  | SCU75M1 | SCU100M1 | SCU125M1 | SCU150M1 | [10 empty] | COMPRESSOR: SH Recip Pipework | [6 empty] | COMPRESSOR: SH Recip Pipework
| - Suction Pipe Assy | H/4+W/2+D/4 | [21 empty] | 0 | 0 | [10 empty] | 0 |  | 0 |  |  |  | - Suction Pipe Assy | Type | kG | $FOB |  |  |  | H | SL |  | DL |  | LL |  |  |  |  | OD | ID | FA(OD) | FA(ID) | FA(WT) | kG/M
| Suction Pipe 7.5hp: H705CC/ HEX705CC |  | 1.125 | 1.2 | 972 |  | kG | 28.575 | 1.2 | 972 |  | 8900 | 0.00010035 | 1 | 0.89313 | 1.05 | 0 | 0 | Rp | 207000 | 6.8241e-05 | 1 | 1 | 0 | 0 | 1 |  | 1 | [6 empty] | 0 |  | 0 |  |  |  |  | 7.5hp: H705CC/ HEX705CC | 3/4 x 0.8 | 0.91886 |  |  |  |  | 400.3 | 1.125 | 1.2 | 0.875 | 0.9 | 0.5 | 0.8 |  |  |  | 28.575 | 26.175 | 0.00064156 | 0.00053832 | 0.00010324 | 0.91886
| Suction Pipe 10.0hp: H1002CC/ HEX1002CC |  | 1.375 | 1.2 | 972 |  | kG | 34.925 | 1.2 | 972 |  | 8900 | 0.00012363 | 1 | 1.1003 | 1.05 | 0 | 0 | Rp | 207000 | 6.8241e-05 | 1 | 1 | 0 | 0 |  |  |  | 1 | [5 empty] | 0 |  | 0 |  |  |  |  | 10.0hp: H1002CC/ HEX1002CC | 3/4 x 0.8 | 1.132 |  |  |  |  | 417.3 | 1.375 | 1.2 | 0.875 | 0.9 | 0.625 | 0.8 |  |  |  | 34.925 | 32.525 | 0.00095838 | 0.00083119 | 0.00012719 | 1.132
| Suction Pipe 12.5hp: H1201CC/ HEX1201CC |  | 1.375 | 1.2 | 972 |  | kG | 34.925 | 1.2 | 972 |  | 8900 | 0.00012363 | 1 | 1.1003 | 1.05 | 0 | 0 | Rp | 207000 | 6.8241e-05 | 1 | 1 | 0 | 0 |  |  |  |  | 1 |  |  |  |  | 0 |  | 0 |  |  |  |  | 12.5hp: H1201CC/ HEX1201CC | 3/4 x 0.8 | 1.132 |  |  |  |  | 414.2 | 1.375 | 1.2 | 1.125 | 1.2 | 0.625 | 0.8 |  |  |  | 34.925 | 32.525 | 0.00095838 | 0.00083119 | 0.00012719 | 1.132
| Suction Pipe 15.0hp: H2001CC/ HEX2001CC |  | 1.625 | 1.4 | 972 |  | kG | 41.275 | 1.4 | 972 |  | 8900 | 0.00017054 | 1 | 1.5178 | 1.05 | 0 | 0 | Rp | 207000 | 6.8241e-05 | 1 | 1 | 0 | 0 | [5 empty] | 1 |  |  |  | 0 |  | 0 |  |  |  |  | 15.0hp: H2001CC/ HEX2001CC | 3/4 x 0.8 | 1.5615 |  |  |  |  | 440 | 1.625 | 1.4 | 1.125 | 1.2 | 0.625 | 0.8 |  |  |  | 41.275 | 38.475 | 0.0013386 | 0.0011631 | 0.00017545 | 1.5615
| - Discharge Pipe Assy | H/4+W+D/3 | [21 empty] | 0 | 0 | [10 empty] | 0 |  | 0 |  |  |  | - Discharge Pipe Assy | Type | kG | $FOB |  |  |  | H | SL |  | DL |  | LL |  |  |  |  | OD | ID | FA(OD) | FA(ID) | FA(WT) | kG/M
| Discharge Pipe 7.5hp: H705CC/ HEX705CC |  | 0.875 | 0.9 | 1508.5 |  | kG | 22.225 | 0.9 | 1508.5 |  | 8900 | 9.0992e-05 | 1 | 0.80983 | 1.05 | 0 | 0 | Rp | 207000 | 6.8241e-05 | 1 | 1 | 0 | 0 | 1 |  | 1 | [6 empty] | 0 |  | 0 |  |  |  |  | 7.5hp: H705CC/ HEX705CC | 7/8 x 0.9 | 0.53684 |  |  |  |  | 400.3 |  |  | 0.875 | 0.9 | [5 empty] | 22.225 | 20.425 | 0.0003881 | 0.00032778 | 6.0319e-05 | 0.53684
| Discharge Pipe 10.0hp: H1002CC/ HEX1002CC |  | 0.875 | 0.9 | 1508.5 |  | kG | 22.225 | 0.9 | 1508.5 |  | 8900 | 9.0992e-05 | 1 | 0.80983 | 1.05 | 0 | 0 | Rp | 207000 | 6.8241e-05 | 1 | 1 | 0 | 0 |  |  |  | 1 | [5 empty] | 0 |  | 0 |  |  |  |  | 10.0hp: H1002CC/ HEX1002CC | 7/8 x 0.9 | 0.53684 |  |  |  |  | 417.3 |  |  | 0.875 | 0.9 | [5 empty] | 22.225 | 20.425 | 0.0003881 | 0.00032778 | 6.0319e-05 | 0.53684
| Discharge Pipe 12.5hp: H1201CC/ HEX1201CC |  | 1.125 | 1.2 | 1508.5 |  | kG | 28.575 | 1.2 | 1508.5 |  | 8901 | 0.00015574 | 1 | 1.3863 | 1.05 | 0 | 0 | Rp | 207000 | 6.8241e-05 | 1 | 1 | 0 | 0 |  |  |  |  | 1 |  |  |  |  | 0 |  | 0 |  |  |  |  | 12.5hp: H1201CC/ HEX1201CC | 1 1/8 x 1.2 | 0.91886 |  |  |  |  | 414.2 |  |  | 1.125 | 1.2 | [5 empty] | 28.575 | 26.175 | 0.00064156 | 0.00053832 | 0.00010324 | 0.91886
| Discharge Pipe 15.0hp: H2001CC/ HEX2001CC |  | 1.125 | 1.2 | 1508.5 |  | kG | 28.575 | 1.2 | 1508.5 |  | 8903 | 0.00015574 | 1 | 1.3866 | 1.05 | 0 | 0 | Rp | 207000 | 6.8241e-05 | 1 | 1 | 0 | 0 | [5 empty] | 1 |  |  |  | 0 |  | 0 |  |  |  |  | 15.0hp: H2001CC/ HEX2001CC | 1 1/8 x 1.2 | 0.91886 |  |  |  |  | 440 |  |  | 1.125 | 1.2 | [5 empty] | 28.575 | 26.175 | 0.00064156 | 0.00053832 | 0.00010324 | 0.91886
| - Liquid Pipe Assy | H/4+W+D/4 | [21 empty] | 0 | 0 | [10 empty] | 0 |  | 0 |  |  |  | - Liquid Pipe Assy | Type | kG | $FOB |  |  |  | H | SL |  | DL |  | LL |  |  |  |  | OD | ID | FA(OD) | FA(ID) | FA(WT) | kG/M
| Liquid Pipe 7.5hp: H705CC/ HEX705CC |  | 0.375 | 0.6 | 1409.5 |  | kG | 9.525 | 0.6 | 1409.5 |  | 8900 | 2.3722e-05 | 1 | 0.21112 | 1.05 | 0 | 0 | Rp | 207000 | 6.8241e-05 | 1 | 1 | 0 | 0 | 1 |  | 1 | [6 empty] | 0 |  | 0 |  |  |  |  | 7.5hp: H705CC/ HEX705CC | 3/8 x 0.6 | 0.14979 |  |  |  |  | 400.3 |  |  |  |  | 0.375 | 0.6 |  |  |  | 9.525 | 8.325 | 7.1284e-05 | 5.4454e-05 | 1.683e-05 | 0.14979
| Liquid Pipe 10.0hp: H1002CC/ HEX1002CC |  | 0.375 | 0.6 | 1409.5 |  | kG | 9.525 | 0.6 | 1409.5 |  | 8900 | 2.3722e-05 | 1 | 0.21112 | 1.05 | 0 | 0 | Rp | 207000 | 6.8241e-05 | 1 | 1 | 0 | 0 |  |  |  | 1 | [5 empty] | 0 |  | 0 |  |  |  |  | 10.0hp: H1002CC/ HEX1002CC | 3/8 x 0.6 | 0.14979 |  |  |  |  | 417.3 |  |  |  |  | 0.375 | 0.6 |  |  |  | 9.525 | 8.325 | 7.1284e-05 | 5.4454e-05 | 1.683e-05 | 0.14979
| Liquid Pipe 12.5hp: H1201CC/ HEX1201CC |  | 0.375 | 0.6 | 1409.5 |  | kG | 9.525 | 0.6 | 1409.5 |  | 8901 | 2.3722e-05 | 2 | 0.4223 | 1.05 | 0 | 0 | Rp | 207000 | 6.8241e-05 | 1 | 1 | 0 | 0 |  |  |  |  | 1 |  |  |  |  | 0 |  | 0 |  |  |  |  | 12.5hp: H1201CC/ HEX1201CC | 3/8 x 0.6 | 0.14979 |  |  |  |  | 414.2 |  |  |  |  | 0.375 | 0.6 |  |  |  | 9.525 | 8.325 | 7.1284e-05 | 5.4454e-05 | 1.683e-05 | 0.14979
| Liquid Pipe 15.0hp: H2001CC/ HEX2001CC |  | 0.5 | 0.8 | 1409.5 |  | kG | 12.7 | 0.8 | 1409.5 |  | 8903 | 4.2172e-05 | 4 | 1.5018 | 1.05 | 0 | 0 | Rp | 207000 | 6.8241e-05 | 1 | 1 | 0 | 0 | [5 empty] | 1 |  |  |  | 0 |  | 0 |  |  |  |  | 15.0hp: H2001CC/ HEX2001CC | 1/2 x 0.8 | 0.26629 |  |  |  |  | 440 |  |  |  |  | 0.5 | 0.8 |  |  |  | 12.7 | 11.1 | 0.00012673 | 9.6808e-05 | 2.992e-05 | 0.26629
| - Line Component Pipe Assy | [22 empty] | 0 | 0 | [10 empty] | 0 |  | 0 |  |  |  | - Line Component Pipe Assy | Type | kG | $FOB |  |  |  | H | SL |  | DL |  | LL |  |  |  |  | OD | ID | FA(OD) | FA(ID) | FA(WT) | kG/M
| Pressure Switch Line 1/4": HiLo |  | 0.25 | 0.6 | 250 |  | kG | 6.35 | 0.6 | 250 |  | 8900 | 2.7107e-06 | 2 | 0.048251 | 1.05 | 0 | 0 | Rp | 207000 | 6.8241e-05 | 1 | 1 | 0 | 0 | 1 |  | 1 | 1 | 1 | 1 |  |  |  | 0 |  | 0 |  |  |  |  | Pressure Switch | 1/4 x 0.6 | 0.096501 | [9 empty] | 0.25 | 0.6 |  |  |  | 6.35 | 5.15 | 3.1682e-05 | 2.0839e-05 | 1.0843e-05 | 0.096501
| Pressure Gauge Line 1/4": HiLo |  | 0.25 | 0.6 | 250 |  | kG | 6.35 | 0.6 | 250 |  | 8900 | 2.7107e-06 | 2 | 0.048251 | 1.05 | 0 | 0 | Rp | 207000 | 6.8241e-05 | 1 | 1 | 0 | 0 | 1 |  | 1 | 1 | 1 | 1 |  |  |  | 0 |  | 0 |  |  |  |  | Pressure Gauge | 1/4 x 0.6 | 0.096501 | [9 empty] | 0.25 | 0.6 |  |  |  | 6.35 | 5.15 | 3.1682e-05 | 2.0839e-05 | 1.0843e-05 | 0.096501
| Access Valve Line 1/4": HiLo |  | 0.25 | 0.6 | 100 |  | kG | 6.35 | 0.6 | 100 |  | 8900 | 1.0843e-06 | 2 | 0.0193 | 1.05 | 0 | 0 | Rp | 207000 | 6.8241e-05 | 1 | 1 | 0 | 0 | 1 |  | 1 | 1 | 1 | 1 |  |  |  | 0 |  | 0 |  |  |  |  | Acess Valve | 1/4 x 0.6 | 0.096501 | [9 empty] | 0.25 | 0.6 |  |  |  | 6.35 | 5.15 | 3.1682e-05 | 2.0839e-05 | 1.0843e-05 | 0.096501
| COMPRESSOR: SH Recip In Line Components | [5 empty] | Uom | Ø | T | L | W | CF | V/A/L | n | UF | WF | 0 | Qty | Fx | U/P | EF | LF |  |  |  | SCU75M1 |  | SCU75M1 | SCU100M1 | SCU125M1 | SCU150M1 | [10 empty] | COMPRESSOR: SH Recip In Line Components | [6 empty] | COMPRESSOR: SH Recip In Line Components | [9 empty] | COMPRESSOR: SH Recip In Line Components
| - Suction Accummulator | [15 empty] | 0 | [6 empty] | 0 | 0 | [10 empty] | 0 |  | 0 |  |  |  | - Suction Accummulator | Airmende | kG | $FOB |  |  |  | Qc | SL | [8 empty] | Airmender | SL" | OD" | H" | Rfg kG | kG/Pc | $/Pc
| Suction Accummulator 7.5hp: H705CC/ HEX705CC- RA211 | A08-304 |  |  |  |  | Pc |  |  |  |  | 1 | 1 | 1 | 1 | 1 | 0 | 0 | USD |  | 1 | 1 |  | 0 | 0 | 1 |  | 1 | [6 empty] | 0 |  | 0 |  |  |  |  | 7.5hp: H705CC/ HEX705CC | RA211 | [5 empty] | 21.54 | 1.125 | [8 empty] | RA215 | 1.625 | 6.5 | 22.84 | 10.9
| Suction Accummulator 10.0hp: H1002CC/ HEX1002CC- RA213 | A08-405 |  |  |  |  | Pc |  |  |  |  | 1 | 1 | 1 | 1 | 1 | 0 | 0 | USD |  | 1 | 1 |  | 0 | 0 |  |  |  | 1 | [5 empty] | 0 |  | 0 |  |  |  |  | 10.0hp: H1002CC/ HEX1002CC | RA213 | [5 empty] | 28.66 | 1.375 | [8 empty] | RA225 | 2.625 | 10.75 | 25.6 | 33.4
| Suction Accummulator 12.5hp: H1201CC/ HEX1201CC- RA213 | A09-506 |  |  |  |  | Pc |  |  |  |  | 1 | 1 | 1 | 1 | 1 | 0 | 0 | USD |  | 1 | 1 |  | 0 | 0 |  |  |  |  | 1 |  |  |  |  | 0 |  | 0 |  |  |  |  | 12.5hp: H1201CC/ HEX1201CC | RA213 | [5 empty] | 35.77 | 1.375 | [8 empty] | RA231 | 3.125 | 12.73 | 23.62 | 43.19
| Suction Accummulator 15.0hp: H2001CC/ HEX2001CC- RA215 | A14-611 |  |  |  |  | Pc |  |  |  |  | 1 | 1 | 1 | 1 | 1 | 0 | 0 | USD |  | 1 | 1 |  | 0 | 0 | [5 empty] | 1 |  |  |  | 0 |  | 0 |  |  |  |  | 15.0hp: H2001CC/ HEX2001CC | RA215 | [5 empty] | 46.05 | 1.625
| - Filter Drier | [15 empty] | 0 | [6 empty] | 0 | 0 | [10 empty] | 0 |  | 0 |  |  |  | - Filter Drier | Danfoss/Castel | kG | $FOB |  |  |  | Qc | LL | [8 empty] | Danfoss | LL" | kW | Rfg kG |  | kG/Pc | $/Pc
| Filter Drier 7.5hp: H705CC/ HEX705CC - DML33s | [5 empty] | Pc |  |  |  |  | 1 | 1 | 1 | 1 | 1 | 0 | 0 | USD |  | 1 | 1 | 0.23 | 0 | 0 | 1 |  | 1 | [6 empty] | 0 |  | 0 |  |  |  |  | 7.5hp: H705CC/ HEX705CC | DML33s | 0.23 |  |  |  |  | 21.54 | 0.375 | [8 empty] | 4411/9A | 1.125 | 4490/AA-1 | 204 |  | 4.58
| Filter Drier 10.0hp: H1002CC/ HEX1002CC - DML33s | [5 empty] | Pc |  |  |  |  | 1 | 1 | 1 | 1 | 1 | 0 | 0 | USD |  | 1 | 1 | 0.23 | 0 | 0 |  |  |  | 1 | [5 empty] | 0 |  | 0 |  |  |  |  | 10.0hp: H1002CC/ HEX1002CC | DML33s | 0.23 |  |  |  |  | 28.66 | 0.375 | [8 empty] | 4412/7A | 0.875 | 4490/AA-2 | #REF! |  | 6.51
| Filter Drier 12.5hp: H1201CC/ HEX1201CC - DML33s | [5 empty] | Pc |  |  |  |  | 1 | 1 | 1 | 1 | 1 | 0 | 0 | USD |  | 1 | 1 | 0.23 | 0 | 0 |  |  |  |  | 1 |  |  |  |  | 0 |  | 0 |  |  |  |  | 12.5hp: H1201CC/ HEX1201CC | DML33s | 0.23 |  |  |  |  | 35.77 | 0.375 | [8 empty] | 4412/9A | 1.125 | 4490/AA-2 | #REF! |  | 6.51
| Filter Drier 15.0hp: H2001CC/ HEX2001CC - DML34s | [5 empty] | Pc |  |  |  |  | 1 | 1 | 1 | 1 | 1 | 0 | 0 | USD |  | 1 | 1 | 0.23 | 0 | 0 | [5 empty] | 1 |  |  |  | 0 |  | 0 |  |  |  |  | 15.0hp: H2001CC/ HEX2001CC | DML34s | 0.23 |  |  |  |  | 46.05 | 0.5
| - Sight Glass | [15 empty] | 0 | [6 empty] | 0 | 0 | [10 empty] | 0 |  | 0 |  |  |  | - Sight Glass | Danfoss | kG | $FOB |  |  |  | Qc | LL | [8 empty] | Danfoss | LL" | kW | Rfg kG |  | kG/Pc | $/Pc
| Sight Glass 7.5hp: H705CC/ HEX705CC - SGN 10s / SGP6s | [5 empty] | Pc |  |  |  |  | 1 | 1 | 1 | 1 | 1 | 0 | 0 | USD | 5.9441 | 1 | 1 | 0.1 | 0 | 0 | 1 |  | 1 | [6 empty] | 0 |  | 0 |  |  |  |  | 7.5hp: H705CC/ HEX705CC | SGN 10s / SGP6s | 0.1 | 5.9441 |  |  |  | 21.54 | 0.375
| Sight Glass 10.0hp: H1002CC/ HEX1002CC - SGN 10s / SGP6s | [5 empty] | Pc |  |  |  |  | 1 | 1 | 1 | 1 | 1 | 0 | 0 | USD | 5.9441 | 1 | 1 | 0.1 | 0 | 0 |  |  |  | 1 | [5 empty] | 0 |  | 0 |  |  |  |  | 10.0hp: H1002CC/ HEX1002CC | SGN 10s / SGP6s | 0.1 | 5.9441 |  |  |  | 28.66 | 0.375
| Sight Glass 12.5hp: H1201CC/ HEX1201CC - SGN 10s / SGP6s | [5 empty] | Pc |  |  |  |  | 1 | 1 | 1 | 1 | 1 | 0 | 0 | USD | 5.9441 | 1 | 1 | 0.1 | 0 | 0 |  |  |  |  | 1 |  |  |  |  | 0 |  | 0 |  |  |  |  | 12.5hp: H1201CC/ HEX1201CC | SGN 10s / SGP6s | 0.1 | 5.9441 |  |  |  | 35.77 | 0.375
| Sight Glass 15.0hp: H2001CC/ HEX2001CC - SGN 12s / SGP10s | [5 empty] | Pc |  |  |  |  | 1 | 1 | 1 | 1 | 1 | 0 | 0 | USD | 6.0839 | 1 | 1 | 0.2 | 0 | 0 | [5 empty] | 1 |  |  |  | 0 |  | 0 |  |  |  |  | 15.0hp: H2001CC/ HEX2001CC | SGN 12s / SGP10s | 0.2 | 6.0839 |  |  |  | 46.05 | 0.5
| - Suction Line Ball Valves | [15 empty] | 0 | [6 empty] | 0 | 0 | [10 empty] | 0 |  | 0 |  |  |  | - Suction Line Ball Valves | Danfoss | kG | $FOB |  |  |  | Qc | SL | [8 empty] | Danfoss | LL" | kW | Rfg kG |  | kG/Pc | $/Pc
| Suction Line Ball Valve 7.5hp: H705CC/ HEX705CC - GBC 28s | [5 empty] | Pc |  |  |  |  | 1 | 1 | 1 | 1 | 1 | 0 | 0 | USD | 17.9021 | 1 | 1 | 0.95 | 0 | 0 | 1 |  | 1 | [6 empty] | 0 |  | 0 |  |  |  |  | 7.5hp: H705CC/ HEX705CC | GBC 28s | 0.9 | 17.9021 |  |  |  | 21.54 | 1.125 | [8 empty] | GBC 42s | 1.625 |  |  |  | 2.2 | 59.4406
| Suction Line Ball Valve 10.0hp: H1002CC/ HEX1002CC - GBC 35s | [5 empty] | Pc |  |  |  |  | 1 | 1 | 1 | 1 | 1 | 0 | 0 | USD | 49.6503 | 1 | 1 | 1.465 | 0 | 0 |  |  |  | 1 | [5 empty] | 0 |  | 0 |  |  |  |  | 10.0hp: H1002CC/ HEX1002CC | GBC 35s | 1.4 | 49.6503 |  |  |  | 28.66 | 1.375 | [8 empty] | GBC 67s | 2.625 |  |  |  | 4.4
| Suction Line Ball Valve 12.5hp: H1201CC/ HEX1201CC - GBC 35s | [5 empty] | Pc |  |  |  |  | 1 | 1 | 1 | 1 | 1 | 0 | 0 | USD | 49.6503 | 1 | 1 | 1.465 | 0 | 0 |  |  |  |  | 1 |  |  |  |  | 0 |  | 0 |  |  |  |  | 12.5hp: H1201CC/ HEX1201CC | GBC 35s | 1.4 | 49.6503 |  |  |  | 35.77 | 1.375 | [8 empty] | GBC 79s | 3.125 |  |  |  | 4.5
| Suction Line Ball Valve 15.0hp: H2001CC/ HEX2001CC - GBC 42s | [5 empty] | Pc |  |  |  |  | 1 | 1 | 1 | 1 | 1 | 0 | 0 | USD | 59.4406 | 1 | 1 | 2.41 | 0 | 0 | [5 empty] | 1 |  |  |  | 0 |  | 0 |  |  |  |  | 15.0hp: H2001CC/ HEX2001CC | GBC 42s | 2.2 | 59.4406 |  |  |  | 46.05 | 1.625
| - Discharge Line Ball Valves | [15 empty] | 0 | [6 empty] | 0 | 0 | [10 empty] | 0 |  | 0 |  |  |  | - Discharge Line Ball Valves | Danfoss | kG | $FOB |  |  |  | Qc | DL | [8 empty] | Danfoss | LL" | kW | Rfg kG |  | kG/Pc | $/Pc
| Discharge Line Ball Valve 7.5hp: H705CC/ HEX705CC - GBC 22s | [5 empty] | Pc |  |  |  |  | 1 | 1 | 1 | 1 | 1 | 0 | 0 | USD | 17.9021 | 1 | 1 | 0.4 | 0 | 0 | 1 |  | 1 | [6 empty] | 0 |  | 0 |  |  |  |  | 7.5hp: H705CC/ HEX705CC | GBC 22s | 0.4 | 17.9021 |  |  |  | 21.54 | 0.875 | [8 empty] | GBC 42s | 1.625 |  |  |  | 2.2 | 59.4406
| Discharge Line Ball Valve 10.0hp: H1002CC/ HEX1002CC - GBC 22s | [5 empty] | Pc |  |  |  |  | 1 | 1 | 1 | 1 | 1 | 0 | 0 | USD | 17.9021 | 1 | 1 | 0.4 | 0 | 0 |  |  |  | 1 | [5 empty] | 0 |  | 0 |  |  |  |  | 10.0hp: H1002CC/ HEX1002CC | GBC 22s | 0.4 | 17.9021 |  |  |  | 28.66 | 0.875 | [8 empty] | GBC 67s | 2.625 |  |  |  | 4.4
| Discharge Line Ball Valve 12.5hp: H1201CC/ HEX1201CC - GBC 28s | [5 empty] | Pc |  |  |  |  | 1 | 1 | 1 | 1 | 1 | 0 | 0 | USD | 17.9021 | 1 | 1 | 0.9 | 0 | 0 |  |  |  |  | 1 |  |  |  |  | 0 |  | 0 |  |  |  |  | 12.5hp: H1201CC/ HEX1201CC | GBC 28s | 0.9 | 17.9021 |  |  |  | 35.77 | 1.125 | [8 empty] | GBC 79s | 3.125 |  |  |  | 4.5
| Discharge Line Ball Valve 15.0hp: H2001CC/ HEX2001CC - GBC 28s | [5 empty] | Pc |  |  |  |  | 1 | 1 | 1 | 1 | 1 | 0 | 0 | USD | 17.9021 | 1 | 1 | 0.9 | 0 | 0 | [5 empty] | 1 |  |  |  | 0 |  | 0 |  |  |  |  | 15.0hp: H2001CC/ HEX2001CC | GBC 28s | 0.9 | 17.9021 |  |  |  | 46.05 | 1.125
| - Liquid Line Ball Valves | [15 empty] | 0 | [6 empty] | 0 | 0 | [10 empty] | 0 |  | 0 |  |  |  | - Liquid Line Ball Valves | Danfoss | kG | $FOB |  |  |  | Qc | LL | [8 empty] | Danfoss | LL" | kW | Rfg kG |  | kG/Pc | $/Pc
| Liquid Line Ball Valve 7.5hp: H705CC/ HEX705CC - GBC 12s | [5 empty] | Pc |  |  |  |  | 1 | 1 | 2 | 2 | 1 | 0 | 0 | USD | 11.3287 | 1 | 1 | 0.11 | 0 | 0 | 1 |  | 1 | [6 empty] | 0 |  | 0 |  |  |  |  | 7.5hp: H705CC/ HEX705CC | GBC 12s | 0.2 | 11.43 |  |  |  | 21.54 | 0.5 | [8 empty] | GBC 42s | 1.625 |  |  |  | 2.2 | 59.4406
| Liquid Line Ball Valve 10.0hp: H1002CC/ HEX1002CC - GBC 16s | [5 empty] | Pc |  |  |  |  | 1 | 1 | 2 | 2 | 1 | 0 | 0 | USD | 11.3287 | 1 | 1 | 0.11 | 0 | 0 |  |  |  | 1 | [5 empty] | 0 |  | 0 |  |  |  |  | 10.0hp: H1002CC/ HEX1002CC | GBC 16s | 0.2 | 11.5385 |  |  |  | 28.66 | 0.625 | [8 empty] | GBC 67s | 2.625 |  |  |  | 4.4
| Liquid Line Ball Valve 12.5hp: H1201CC/ HEX1201CC - GBC 16s | [5 empty] | Pc |  |  |  |  | 1 | 1 | 2 | 2 | 1 | 0 | 0 | USD | 11.3287 | 1 | 1 | 0.11 | 0 | 0 |  |  |  |  | 1 |  |  |  |  | 0 |  | 0 |  |  |  |  | 12.5hp: H1201CC/ HEX1201CC | GBC 16s | 0.2 | 11.5385 |  |  |  | 35.77 | 0.625 | [8 empty] | GBC 79s | 3.125 |  |  |  | 4.5
| Liquid Line Ball Valve 15.0hp: H2001CC/ HEX2001CC - GBC 16s | [5 empty] | Pc |  |  |  |  | 1 | 1 | 2 | 2 | 1 | 0 | 0 | USD | 11.43 | 1 | 1 | 0.17 | 0 | 0 | [5 empty] | 1 |  |  |  | 0 |  | 0 |  |  |  |  | 15.0hp: H2001CC/ HEX2001CC | GBC 16s | 0.2 | 11.5385 |  |  |  | 46.05 | 0.625
| - Suction Vibration Absorber Pipe | [15 empty] | 0 | [6 empty] | 0 | 0 | [10 empty] | 0 |  | 0 |  |  |  | - Suction Vibration Absorber Pipe | Castel | kG | $FOB |  |  |  | Qc | SL | [8 empty] | Castel | LL" | kW | Rfg kG |  | kG/Pc | $/Pc
| SL Vibration Absorber 7.5hp: H705CC/ HEX705CC - 7690/9-1 1/8 x 330 | [5 empty] | Pc |  |  |  |  | 1 | 1 | 1 | 1 | 1 | 0 | 0 | USD |  | 1 | 1 | 0.42 | 0 | 0 | 1 |  | 1 | [6 empty] | 0 |  | 0 |  |  |  |  | 7.5hp: H705CC/ HEX705CC | 7690/9-1 1/8 x 330 | 0.42 |  |  |  |  | 21.54 | 1.125 | [8 empty] | 7690/17 | 2 1/8 x 510 |  |  |  | 2.06
| SL Vibration Absorber 10.0hp: H1002CC/ HEX1002CC - 7690/11-1 3/8 x 375 | [5 empty] | Pc |  |  |  |  | 1 | 1 | 1 | 1 | 1 | 0 | 0 | USD |  | 1 | 1 | 0.846 | 0 | 0 |  |  |  | 1 | [5 empty] | 0 |  | 0 |  |  |  |  | 10.0hp: H1002CC/ HEX1002CC | 7690/11-1 3/8 x 375 | 0.846 |  |  |  |  | 28.66 | 1.375 | [8 empty] | 7690/24 | 3 x 690 |  |  |  | 3.61
| SL Vibration Absorber 12.5hp: H1201CC/ HEX1201CC - 7690/11-1 3/8 x 375 | [5 empty] | Pc |  |  |  |  | 1 | 1 | 1 | 1 | 1 | 0 | 0 | USD |  | 1 | 1 | 0.846 | 0 | 0 |  |  |  |  | 1 |  |  |  |  | 0 |  | 0 |  |  |  |  | 12.5hp: H1201CC/ HEX1201CC | 7690/11-1 3/8 x 375 | 0.846 |  |  |  |  | 35.77 | 1.375 | [8 empty] | 7690/25 | 3 1/8 x 710 |  |  |  | 3.66
| SL Vibration Absorber 15.0hp: H2001CC/ HEX2001CC - 7690/13-1 5/8 x 430 | [5 empty] | Pc |  |  |  |  | 1 | 1 | 1 | 1 | 1 | 0 | 0 | USD |  | 1 | 1 | 1.088 | 0 | 0 | [5 empty] | 1 |  |  |  | 0 |  | 0 |  |  |  |  | 15.0hp: H2001CC/ HEX2001CC | 7690/13-1 5/8 x 430 | 1.088 |  |  |  |  | 46.05 | 1.625 | [8 empty] | 7690/34 | 4 1/4 x 710 |  |  |  | 4.77
| - Discharge Vibration Absorber Pipe | [15 empty] | 0 | [6 empty] | 0 | 0 | [10 empty] | 0 |  | 0 |  |  |  | - Discharge Vibration Absorber Pipe | Castel | kG | $FOB |  |  |  | Qc | DL | [8 empty] | Castel | LL" | kW | Rfg kG |  | kG/Pc | $/Pc
| DL Vibration Absorber 7.5hp: H705CC/ HEX705CC - 7690/7-7/8 x 290 | [5 empty] | Pc |  |  |  |  | 1 | 1 | 1 | 1 | 1 | 0 | 0 | USD |  | 1 | 1 | 0.317 | 0 | 0 | 1 |  | 1 | [6 empty] | 0 |  | 0 |  |  |  |  | 7.5hp: H705CC/ HEX705CC | 7690/7-7/8 x 290 | 0.317 |  |  |  |  | 21.54 | 0.875 | [8 empty] | 7690/17 | 2 1/8 x 510 |  |  |  | 2.06
| DL Vibration Absorber 10.0hp: H1002CC/ HEX1002CC - 7690/7-7/8 x 290 | [5 empty] | Pc |  |  |  |  | 1 | 1 | 1 | 1 | 1 | 0 | 0 | USD |  | 1 | 1 | 0.317 | 0 | 0 |  |  |  | 1 | [5 empty] | 0 |  | 0 |  |  |  |  | 10.0hp: H1002CC/ HEX1002CC | 7690/7-7/8 x 290 | 0.317 |  |  |  |  | 28.66 | 0.875 | [8 empty] | 7690/24 | 3 x 690 |  |  |  | 3.61
| DL Vibration Absorber 12.5hp: H1201CC/ HEX1201CC - 7690/9-1 1/8 x 330 | [5 empty] | Pc |  |  |  |  | 1 | 1 | 1 | 1 | 1 | 0 | 0 | USD |  | 1 | 1 | 0.42 | 0 | 0 |  |  |  |  | 1 |  |  |  |  | 0 |  | 0 |  |  |  |  | 12.5hp: H1201CC/ HEX1201CC | 7690/9-1 1/8 x 330 | 0.42 |  |  |  |  | 35.77 | 1.125 | [8 empty] | 7690/25 | 3 1/8 x 710 |  |  |  | 3.66
| DL Vibration Absorber 15.0hp: H2001CC/ HEX2001CC - 7690/9-1 1/8 x 330 | [5 empty] | Pc |  |  |  |  | 1 | 1 | 1 | 1 | 1 | 0 | 0 | USD |  | 1 | 1 | 0.42 | 0 | 0 | [5 empty] | 1 |  |  |  | 0 |  | 0 |  |  |  |  | 15.0hp: H2001CC/ HEX2001CC | 7690/9-1 1/8 x 330 | 0.42 |  |  |  |  | 46.05 | 1.125 | [8 empty] | 7690/34 | 4 1/4 x 710 |  |  |  | 4.77
| ELECTRICAL: Protection Device | [5 empty] | Uom | Ø | T | L | W | CF | V/A/L | n | UF | WF | 1 | Qty | Fx | U/P | EF | LF |  |  |  | SCU75M1 |  | SCU75M1 | SCU100M1 | SCU125M1 | SCU150M1
| - Phase Protection: Phase & Over Volatge Relay | [22 empty] | 0.2 | 8.568 | [10 empty] | 0.2 |  | 8.568
| Relay, Phase Failure : Saturn 90C.F021.CTT.SX.001 | [5 empty] | Pc |  |  |  |  | 1 | 1 | 1 | 1 | 1 | 1 | 1 | USD | 5.712 | 1 | 1.5 | 0.2 | 0.2 | 8.568 | 1 |  | 1 | 1 | 1 | 1 |  |  |  | 0.2 |  | 8.568
| - Contactor Protection: Compressor | [22 empty] | 0.34 | 18.2135 | [10 empty] | 0.34 |  | 18.2135 |  |  |  | - Contactor Protection: Compressor | Contactor | kG | $FOB |  |  |  | mm2 | PI | RA | LA | [6 empty] | Syneider |  | kW | A | kG | $/Pc
| Contactor 7.5hp: ZR94/H705 - LC1E16 | [5 empty] | Pc |  |  |  |  | 1 | 1 | 1 | 1 | 1 | 1 | 1 | USD | 17.3462 | 1 | 1.05 | 0.34 | 0.34 | 18.2135 | 1 |  | 1 | [6 empty] | 0.34 |  | 18.2135 |  |  |  |  | 7.5hp: ZR94/H705 | LC1E16 | 0.34 | 17.3462 |  |  |  | 1.5 | 6.95 | 12.83 | 10.9 | [6 empty] | LC1E65 |  | 37 | 65 | 1.3 | 74.1154
| Contactor 10.0hp: ZR125/H1002 - LC1E25 | [5 empty] | Pc |  |  |  |  | 1 | 1 | 1 | 1 | 1 | 1 | 0 | USD | 22.0769 | 1 | 1.05 | 0.52 | 0 | 0 |  |  |  | 1 | [5 empty] | 0 |  | 0 |  |  |  |  | 10.0hp: ZR125/H1002 | LC1E25 | 0.52 | 22.0769 |  |  |  | 2.5 | 8.95 | 16 | 16.3 | [6 empty] | LC1E95 |  | 45 | 95 | 1.6 | 113.3846
| Contactor 12.5hp: ZR144H1201 - LC1E25 | [5 empty] | Pc |  |  |  |  | 1 | 1 | 1 | 1 | 1 | 1 | 0 | USD | 22.0769 | 1 | 1.05 | 0.52 | 0 | 0 |  |  |  |  | 1 |  |  |  |  | 0 |  | 0 |  |  |  |  | 12.5hp: ZR144H1201 | LC1E25 | 0.52 | 22.0769 |  |  |  | 2.5 | 10.15 | 17.66 | 17.1 | [6 empty] | LC1E120 |  | 59 | 120 | 2.3 | 149
| Contactor 15.0hp: ZR190/H2001 - LC1E32 | [5 empty] | Pc |  |  |  |  | 1 | 1 | 1 | 1 | 1 | 1 | 0 | USD | 31.3077 | 1 | 1.05 | 0.52 | 0 | 0 | [5 empty] | 1 |  |  |  | 0 |  | 0 |  |  |  |  | 15.0hp: ZR190/H2001 | LC1E32 | 0.52 | 31.3077 |  |  |  | 4 | 13.65 | 26.45 | 23 | [6 empty] | LC1E200 |  | 100 | 200 | 4.6 | 372
| - Overload Protection: Compressor | [22 empty] | 0.13 | 17.8904 | [10 empty] | 0.13 |  | 17.8904 |  |  |  | - Overload Protection: Compressor | Overload | kG | $FOB |  |  |  | mm2 | PI | RA | LA | [6 empty] | Syneider | Range | kW | A | kG | $/Pc
| Overload 7.5hp: ZR94/H705 - LRE21 | [5 empty] | Pc |  |  |  |  | 1 | 1 | 1 | 1 | 1 | 1 | 1 | USD | 17.0385 | 1 | 1.05 | 0.13 | 0.13 | 17.8904 | 1 |  | 1 | [6 empty] | 0.13 |  | 17.8904 |  |  |  |  | 7.5hp: ZR94/H705 | LRE21 | 0.13 | 17.0385 |  |  |  | 1.5 | 6.95 | 12.83 | 10.9 | [6 empty] | LRE21 | E18_38 | 8_19 | 12.0_18.0 | 0.13 | 17.0385
| Overload 10.0hp: ZR125/H1002 - LRE22 | [5 empty] | Pc |  |  |  |  | 1 | 1 | 1 | 1 | 1 | 1 | 0 | USD | 17.0385 | 1 | 1.05 | 0.13 | 0 | 0 |  |  |  | 1 | [5 empty] | 0 |  | 0 |  |  |  |  | 10.0hp: ZR125/H1002 | LRE22 | 0.13 | 17.0385 |  |  |  | 2.5 | 8.95 | 16 | 16.3 | [6 empty] | LRE32 | E28_38 | 13_19 | 23.0_32.0 | 0.13 | 22.3846
| Overload 12.5hp: ZR144H1201 - LRE22 | [5 empty] | Pc |  |  |  |  | 1 | 1 | 1 | 1 | 1 | 1 | 0 | USD | 17.6154 | 1 | 1.05 | 0.13 | 0 | 0 |  |  |  |  | 1 |  |  |  |  | 0 |  | 0 |  |  |  |  | 12.5hp: ZR144H1201 | LRE22 | 0.13 | 17.6154 |  |  |  | 2.5 | 10.15 | 17.66 | 17.1 | [6 empty] | LRE355 | E40_65A | 22_37 | 30.0_40.0 | 0.47 | 30.1189
| Overload 15.0hp: ZR190/H2001 - LRE32 | [5 empty] | Pc |  |  |  |  | 1 | 1 | 1 | 1 | 1 | 1 | 0 | USD | 22.3846 | 1 | 1.05 | 0.13 | 0 | 0 | [5 empty] | 1 |  |  |  | 0 |  | 0 |  |  |  |  | 15.0hp: ZR190/H2001 | LRE32 | 0.13 | 22.3846 |  |  |  | 4 | 13.65 | 26.45 | 23 | [6 empty] | LRE359 | E65A | 37 | 48.0_65.0 | 0.46 | 51.1923
| - Contactor Protection: Fan Motor | [22 empty] | 0.34 | 9.7692 | [10 empty] | 0.34 |  | 9.7692 |  |  |  | - Contactor Protection: Fan Motor | Contactor | kG | $FOB |  |  |  | mm2 | PI | RA | [7 empty] | Syneider |  | kW | A | kG | $/Pc
| Contactor Axial Fan OD630 - LC1E06 | [5 empty] | Pc |  |  |  |  | 1 | 1 | 1 | 1 | 1 | 1 | 1 | USD | 9.7692 | 1 | 1 | 0.34 | 0.34 | 9.7692 | 1 |  | 1 | 1 | [5 empty] | 0.34 |  | 9.7692 |  |  |  |  | Axial Fan OD630 | LC1E06 | 0.34 | 9.7692 |  |  |  | 0.75 | 800 | 1.6 | [7 empty] | LC1E32 |  | 15 | 32 | 0.52 | 31.3077
| Contactor Axial Fan OD710 - LC1E06 | [5 empty] | Pc |  |  |  |  | 1 | 1 | 1 | 1 | 1 | 1 | 0 | USD | 9.7692 | 1 | 1 | 0.34 | 0 | 0 |  |  |  |  | 1 | 1 |  |  |  | 0 |  | 0 |  |  |  |  | Axial Fan OD710 | LC1E06 | 0.34 | 9.7692 |  |  |  | 0.75 | 900 | 1.9 | [7 empty] | LC1E38 |  | 18.5 | 38 | 0.52 | 38.5315
| - Overload Protection: Fan Motor | [22 empty] | 0.13 | 15 | [10 empty] | 0.13 |  | 15 |  |  |  | - Overload Protection: Fan Motor | Model | kG | $FOB |  |  |  | mm2 | PI | RA | [7 empty] | Syneider |  | kW | A | kG | $/Pc
| Overload Axial Fan OD630 - LRE07 | [5 empty] | Pc |  |  |  |  | 1 | 1 | 1 | 1 | 1 | 1 | 1 | USD | 15 | 1 | 1 | 0.13 | 0.13 | 15 | 1 |  | 1 | 1 | [5 empty] | 0.13 |  | 15 |  |  |  |  | Axial Fan OD630 | LRE07 | 0.13 | 15 |  |  |  | 0.75 | 800 | 1.6 | [7 empty] | LRE10 | E06_38 | 2_19 | 4.00_6.00 | 0.13 | 15
| Overload Axial Fan OD710 - LRE07 | [5 empty] | Pc |  |  |  |  | 1 | 1 | 1 | 1 | 1 | 1 | 0 | USD | 15 | 1 | 1 | 0.13 | 0 | 0 |  |  |  |  | 1 | 1 |  |  |  | 0 |  | 0 |  |  |  |  | Axial Fan OD710 | LRE07 | 0.13 | 15 |  |  |  | 0.75 | 900 | 1.9 | [7 empty] | LRE12 | E06_38 | 2_19 | 5.50_8.00 | 0.13 | 15
| - Pressure Protection: Switch, Gauge | [22 empty] | 0.42 | 7.8 | [10 empty] | 0.42 |  | 7.8
| Pressure Instruments, Refrigerant : HLPS KP15 | [5 empty] | Pc |  |  |  |  | 1 | 1 | 1 | 1 | 1 | 0 | 0 | Rp | 500000 | 6.8241e-05 | 1 | 0.45 | 0 | 0 | 1 |  | 1 | 1 | 1 | 1 |  |  |  | 0 |  | 0
| Pressure Instruments, Refrigerant : HPS KP5 | Pressure Switch Hi : H20PS - 350psig Off / 275psig On |  |  |  |  | Pc |  |  |  |  | 1 | 1 | 1 | 1 | 1 | 0 | 0 | Rp |  | 6.8241e-05 | 1 | 0.3 | 0 | 0 | 1 |  | 1 | 1 | 1 | 1 |  |  |  | 0 |  | 0
| Pressure Instruments, Refrigerant : LPS KP1 | Pressure Switch Lo : H20PS - 30psig Off / 45psig On |  |  |  |  | Pc |  |  |  |  | 1 | 1 | 1 | 1 | 1 | 0 | 0 | Rp |  | 6.8241e-05 | 1 | 0.3 | 0 | 0 | 1 |  | 1 | 1 | 1 | 1 |  |  |  | 0 |  | 0
| Pressure Instruments, Refrigerant : HPS , Cartridge (1.24 Bar) | ACB-2UA571W (SEP) $6.69 / DMID $2.85; 2.41Mpa Off/1.9Mpa In |  |  |  |  | Pc |  |  |  |  | 1 | 1 | 1 | 1 | 1 | 1 | 1 | USD | 3 | 1 | 1.3 | 0.21 | 0.21 | 3.9 | 1 |  | 1 | 1 | 1 | 1 |  |  |  | 0.21 |  | 3.9
| Pressure Instruments, Refrigerant : LPS , Cartridge (1.24 Bar) | ACB-2TB07W (SEP) $6.69 / DMID $2.70 ; 0.2Mpa Off/0.3Mpa In |  |  |  |  | Pc |  |  |  |  | 1 | 1 | 1 | 1 | 1 | 1 | 1 | USD | 3 | 1 | 1.3 | 0.21 | 0.21 | 3.9 | 1 |  | 1 | 1 | 1 | 1 |  |  |  | 0.21 |  | 3.9
| Pressure Instruments, Refrigerant : High Pressure Gauge | Pressure Gauge, Hi : 76cmHg-15kg/cm2 (30-200psi) |  |  |  |  | Pc |  |  |  |  | 1 | 1 | 1 | 1 | 1 | 0 | 0 | Rp | 200000 | 6.8241e-05 | 1 | 0.21 | 0 | 0 | 1 |  | 1 | 1 | 1 | 1 |  |  |  | 0 |  | 0
| Pressure Instruments, Refrigerant : Low Pressure Gauge | Pressure Gauge, Lo : 76cmHg-15kg/cm2 (30-200psi) |  |  |  |  | Pc |  |  |  |  | 1 | 1 | 1 | 1 | 1 | 0 | 0 | Rp | 200000 | 6.8241e-05 | 1 | 0.21 | 0 | 0 | 1 |  | 1 | 1 | 1 | 1 |  |  |  | 0 |  | 0
| ELECTRICAL: Junction Box & Terminal Accessories | H x W x D | 950 | 875 | 1188 |  | Uom | Ø | T | L | W | CF | V/A/L | n | UF | WF | 1 | Qty | Fx | U/P | EF | LF |  | 0.226 | 10.4203 | SCU75M1 |  | SCU75M1 | SCU100M1 | SCU125M1 | SCU150M1 |  |  |  |  | 0.226 |  | 10.4203
| - Junction Box: Box & Accessories | [33 empty] | 0 |  | 0
| Junction Box Assy : 150H150W90D-316L-IP65 | Non EeX |  |  |  |  | Pc |  |  |  |  | 1 | 1 | 1 | 1 | 1 | 1 | 0 | USD | 360 | 1 | 1 |  | 0 | 0 | [9 empty] | 0 |  | 0
| Terminal Block, Modular : 30A/4P/600V | 30A/4P/600V; T3019-1-4P-CL0 |  |  |  |  | Pc |  |  |  |  | 1 | 1 | 1 | 1 | 1 | 1 | 1 | Rp | 8500 | 6.8241e-05 | 1 |  | 0 | 0.58005 | 1 |  | 1 | 1 | 1 | 1 |  |  |  | 0 |  | 0.58005
| Terminal Block, Modular : 60A/4P/600V | 60A/4P/600V; T3011-1-4P-CL0 |  |  |  |  | Pc |  |  |  |  | 1 | 1 | 1 | 1 | 1 | 1 | 1 | Rp | 15750 | 6.8241e-05 | 1 |  | 0 | 1.0748 | 1 |  | 1 | 1 | 1 | 1 |  |  |  | 0 |  | 1.0748
| Relay, Phase Failure : Saturn 90C.F021.CTT.SX.001 | [5 empty] | Pc |  |  |  |  | 1 | 1 | 1 | 1 | 1 | 1 | 1 | USD | 5.712 | 1 | 1.5 | 0.2 | 0.2 | 8.568 | 1 |  | 1 | 1 | 1 | 1 |  |  |  | 0.2 |  | 8.568
| - Wiring: Terminals-Ring | [33 empty] | 0 |  | 0
| Terminal, Ring 1.5/4 : Cable 0.5-1.5mm2/22-16AWG ; Ring M4 | [5 empty] | Pc |  |  |  |  | 1 | 1 | 1 | 1 | 1 | 1 | 0 | USD | 0.014 | 1 | 1 | 0.001 | 0 | 0 | [9 empty] | 0 |  | 0
| Terminal, Ring 1.5/5 : Cable 0.5-1.5mm2/22-16AWG ; Ring M5 | [5 empty] | Pc |  |  |  |  | 1 | 1 | 1 | 1 | 1 | 1 | 0 | USD | 0.02 | 1 | 1 | 0.002 | 0 | 0 | [9 empty] | 0 |  | 0
| Terminal, Ring 1.5/6 : Cable 0.5-1.5mm2/22-16AWG ; Ring M6 | [5 empty] | Pc |  |  |  |  | 1 | 1 | 1 | 1 | 1 | 1 | 0 | USD | 0.025 | 1 | 1 | 0.003 | 0 | 0 | [9 empty] | 0 |  | 0
| Terminal, Ring 2.5/4 : Cable 1.5-2.5mm2/16-14AWG ; Ring M4 | [5 empty] | Pc |  |  |  |  | 1 | 1 | 1 | 1 | 1 | 1 | 0 | USD | 0.014 | 1 | 1 | 0.001 | 0 | 0 | [9 empty] | 0 |  | 0
| Terminal, Ring 2.5/5 : Cable 1.5-2.5mm2/16-14AWG ; Ring M5 | [5 empty] | Pc |  |  |  |  | 1 | 1 | 1 | 1 | 1 | 1 | 3 | USD | 0.02 | 1 | 1 | 0.002 | 0.006 | 0.06 | 3 |  | 3 | 3 | 3 | 3 |  |  |  | 0.006 |  | 0.06
| Terminal, Ring 2.5/6 : Cable 1.5-2.5mm2/16-14AWG ; Ring M6 | [5 empty] | Pc |  |  |  |  | 1 | 1 | 1 | 1 | 1 | 1 | 0 | USD | 0.0275 | 1 | 1 | 0.004 | 0 | 0 | [9 empty] | 0 |  | 0
| Terminal, Ring 4-6/4 : Cable 4.0-6.0mm2/12-10AWG ; Ring M4 | [5 empty] | Pc |  |  |  |  | 1 | 1 | 1 | 1 | 1 | 1 | 0 | USD | 0.014 | 1 | 1 | 0.001 | 0 | 0 | [9 empty] | 0 |  | 0
| Terminal, Ring 4-6/5 : Cable 4.0-6.0mm2/12-10AWG ; Ring M5 | [5 empty] | Pc |  |  |  |  | 1 | 1 | 1 | 1 | 1 | 1 | 0 | USD | 0.02 | 1 | 1 | 0.002 | 0 | 0 | [9 empty] | 0 |  | 0
| Terminal, Ring 4-6/6 : Cable 4.0-6.0mm2/12-10AWG ; Ring M6 | [5 empty] | Pc |  |  |  |  | 1 | 1 | 1 | 1 | 1 | 1 | 0 | USD | 0.025 | 1 | 1 | 0.003 | 0 | 0 | [9 empty] | 0 |  | 0
| Terminal, Ring 4-6/8 : Cable 4.0-6.0mm2/12-10AWG ; RingM8 | [5 empty] | Pc |  |  |  |  | 1 | 1 | 1 | 1 | 1 | 1 | 5 | USD | 0.0275 | 1 | 1 | 0.004 | 0.02 | 0.1375 | 5 |  | 5 | 5 | 5 | 9 |  |  |  | 0.02 |  | 0.1375
| Terminal, Ring 10.0/6 : Cable 10mm2 ; Ring M6 ; Bud connection | [5 empty] | Pc |  |  |  |  | 1 | 1 | 1 | 1 | 1 | 1 | 0 | USD | 0.025 | 1 | 1 | 0.003 | 0 | 0 | [9 empty] | 0 |  | 0
| Terminal, Ring 10.0/10 : Cable 10mm2 ; Ring M10 | [5 empty] | Pc |  |  |  |  | 1 | 1 | 1 | 1 | 1 | 1 | 0 | USD | 0.0275 | 1 | 1 | 0.004 | 0 | 0 | [9 empty] | 0 |  | 0
| - Wiring: Terminals-Fork | [33 empty] | 0 |  | 0
| Terminal, Fork 1.5/4 : Cable 0.5-1.5mm2/22-16AWG ; Fork M4 | [5 empty] | Pc |  |  |  |  | 1 | 1 | 1 | 1 | 1 | 1 | 0 | USD | 0.014 | 1 | 1 | 0.001 | 0 | 0 | [9 empty] | 0 |  | 0
| Terminal, Fork 1.5/5 : Cable 1.25mm ; Fork M5 ; Bud connection | [5 empty] | Pc |  |  |  |  | 1 | 1 | 1 | 1 | 1 | 1 | 0 | USD | 0.02 | 1 | 1 | 0.002 | 0 | 0 | [9 empty] | 0 |  | 0
| Terminal, Fork 2.5/4 : Cable 1.5-2.5mm2/16-14AWG ; Fork M4 | [5 empty] | Pc |  |  |  |  | 1 | 1 | 1 | 1 | 1 | 1 | 0 | USD | 0.025 | 1 | 1 | 0.003 | 0 | 0 | [9 empty] | 0 |  | 0
| Terminal, Fork 2.5/5 : Cable 1.5-2.5mm2/16-14AWG ; Fork M5 | [5 empty] | Pc |  |  |  |  | 1 | 1 | 1 | 1 | 1 | 1 | 0 | USD | 0.0275 | 1 | 1 | 0.004 | 0 | 0 | [9 empty] | 0 |  | 0
| Terminal, Fork 6.0/4 : Cable 2.5-6.0mm2/12-10AWG ; Fork M4 | [5 empty] | Pc |  |  |  |  | 1 | 1 | 1 | 1 | 1 | 1 | 0 | USD | 0.014 | 1 | 1 | 0.001 | 0 | 0 | [9 empty] | 0 |  | 0
| Terminal, Fork 6.0/5 : Cable 2.5-6.0mm2/12-10AWG ; Fork M5 | [5 empty] | Pc |  |  |  |  | 1 | 1 | 1 | 1 | 1 | 1 | 0 | USD | 0.02 | 1 | 1 | 0.002 | 0 | 0 | [9 empty] | 0 |  | 0
| Terminal, Fork 6.0/6 : Cable 2.5-6.0mm2/12-10AWG ; Fork M6 | [5 empty] | Pc |  |  |  |  | 1 | 1 | 1 | 1 | 1 | 1 | 0 | USD | 0.025 | 1 | 1 | 0.003 | 0 | 0 | [9 empty] | 0 |  | 0
| - Wiring: Terminals-Socket | [33 empty] | 0 |  | 0
| Terminal, Socket 1.5/4.8 : Cable 0.5-1.5mm2 ; Tab 0.5x4.8mm | [5 empty] | Pc |  |  |  |  | 1 | 1 | 1 | 1 | 1 | 1 | 0 | USD | 0.014 | 1 | 1 | 0.001 | 0 | 0 | [9 empty] | 0 |  | 0
| Terminal, Socket 1.5/6.3 : Cable 0.5-1.5mm2 ; Tab 0.8x6.3mm | [5 empty] | Pc |  |  |  |  | 1 | 1 | 1 | 1 | 1 | 1 | 0 | USD | 0.02 | 1 | 1 | 0.002 | 0 | 0 | [9 empty] | 0 |  | 0
| Terminal, Socket 2.5/4.8 : Cable 1.5-2.5mm2 ; Tab 0.5x4.8mm | [5 empty] | Pc |  |  |  |  | 1 | 1 | 1 | 1 | 1 | 1 | 0 | USD | 0.025 | 1 | 1 | 0.003 | 0 | 0 | [9 empty] | 0 |  | 0
| Terminal, Socket 2.5/6.3 : Cable 1.5-2.5mm2 ; Tab 0.8x6.3mm | [5 empty] | Pc |  |  |  |  | 1 | 1 | 1 | 1 | 1 | 1 | 0 | USD | 0.0275 | 1 | 1 | 0.004 | 0 | 0 | [9 empty] | 0 |  | 0
| Terminal, Socket 6.0/6.3 : Cable 2.5-6.0mm2 ; Tab 0.8x6.3mm | [5 empty] | Pc |  |  |  |  | 1 | 1 | 1 | 1 | 1 | 1 | 0 | USD | 0.0275 | 1 | 1 | 0.004 | 0 | 0 | [9 empty] | 0 |  | 0
| - Wiring: Terminals-Socket Flag | [33 empty] | 0 |  | 0
| Terminal, Socket-Flag 1.5/4.8 : Cable 0.5-1.5mm2; Tab 0.5x4.8mm | [5 empty] | Pc |  |  |  |  | 1 | 1 | 1 | 1 | 1 | 1 | 0 | USD | 0.014 | 1 | 1 | 0.001 | 0 | 0 | [9 empty] | 0 |  | 0
| Terminal, Socket-Flag 1.5/6.3 : Cable 0.5-1.5mm2; Tab 0.8x6.3mm | [5 empty] | Pc |  |  |  |  | 1 | 1 | 1 | 1 | 1 | 1 | 0 | USD | 0.02 | 1 | 1 | 0.002 | 0 | 0 | [9 empty] | 0 |  | 0
| Terminal, Socket-Flag 2.5/4.8 : Cable 1.5-2.5mm2; Tab 0.5x4.8mm | [5 empty] | Pc |  |  |  |  | 1 | 1 | 1 | 1 | 1 | 1 | 0 | USD | 0.025 | 1 | 1 | 0.003 | 0 | 0 | [9 empty] | 0 |  | 0
| Terminal, Socket-Flag 2.5/6.3 : Cable 1.5-2.5mm2; Tab 0.8x6.3mm | [5 empty] | Pc |  |  |  |  | 1 | 1 | 1 | 1 | 1 | 1 | 0 | USD | 0.0275 | 1 | 1 | 0.004 | 0 | 0 | [9 empty] | 0 |  | 0
| - Wiring: Terminal Insulation- Sleeve | [33 empty] | 0 |  | 0
| Terminal Insulation, Sleeve Vinyl 1.25 : Clear ; Cable 1.25mm2 | [5 empty] | Pc |  |  |  |  | 1 | 1 | 1 | 1 | 1 | 1 | 0 | USD | 0.014 | 1 | 1 | 0.001 | 0 | 0 | [9 empty] | 0 |  | 0
| Terminal Insulation, Sleeve Vinyl 1.5 : Clear ; Cable 2.0mm2 | [5 empty] | Pc |  |  |  |  | 1 | 1 | 1 | 1 | 1 | 1 | 0 | USD | 0.02 | 1 | 1 | 0.002 | 0 | 0 | [9 empty] | 0 |  | 0
| Terminal Insulation, Sleeve Vinyl 2.5 : Clear ; Cable 2.5mm2 | [5 empty] | Pc |  |  |  |  | 1 | 1 | 1 | 1 | 1 | 1 | 0 | USD | 0.02 | 1 | 1 | 0.002 | 0 | 0 | [9 empty] | 0 |  | 0
| Terminal Insulation, Sleeve Vinyl 4.0 : Clear ; Cable 4.0mm2 | [5 empty] | Pc |  |  |  |  | 1 | 1 | 1 | 1 | 1 | 1 | 0 | USD | 0.025 | 1 | 1 | 0.003 | 0 | 0 | [9 empty] | 0 |  | 0
| Terminal Insulation, Sleeve Vinyl 6.0 : Clear ; Cable 6.0mm2 | [5 empty] | Pc |  |  |  |  | 1 | 1 | 1 | 1 | 1 | 1 | 0 | USD | 0.0275 | 1 | 1 | 0.004 | 0 | 0 | [9 empty] | 0 |  | 0
| Terminal Insulation, Sleeve Vinyl 8.0 : Clear ; Cable 8.0mm2 | [5 empty] | Pc |  |  |  |  | 1 | 1 | 1 | 1 | 1 | 1 | 0 | USD | 0.0275 | 1 | 1 | 0.004 | 0 | 0 | [9 empty] | 0 |  | 0
| - Wiring: Terminal Insulation- Socket | [33 empty] | 0 |  | 0
| Terminal Insulation, Socket Vinyl 1.25/4.8 : Clear ; S1.25/4.8 | [5 empty] | Pc |  |  |  |  | 1 | 1 | 1 | 1 | 1 | 1 | 0 | USD | 0.014 | 1 | 1 | 0.001 | 0 | 0 | [9 empty] | 0 |  | 0
| Terminal Insulation, Socket Vinyl 1.25/6.3 : Clear ; S1.25/6.3 | [5 empty] | Pc |  |  |  |  | 1 | 1 | 1 | 1 | 1 | 1 | 0 | USD | 0.014 | 1 | 1 | 0.001 | 0 | 0 | [9 empty] | 0 |  | 0
| Terminal Insulation, Socket Vinyl 1.5/4.8 : Clear ; S1.5/4.8 | [5 empty] | Pc |  |  |  |  | 1 | 1 | 1 | 1 | 1 | 1 | 0 | USD | 0.02 | 1 | 1 | 0.002 | 0 | 0 | [9 empty] | 0 |  | 0
| Terminal Insulation, Socket Vinyl 1.5/6.3 : Clear ; S1.5/6.3 | [5 empty] | Pc |  |  |  |  | 1 | 1 | 1 | 1 | 1 | 1 | 0 | USD | 0.02 | 1 | 1 | 0.002 | 0 | 0 | [9 empty] | 0 |  | 0
| Terminal Insulation, Socket Vinyl 2.5/4.8 : Clear ; S2.5/4.8 | [5 empty] | Pc |  |  |  |  | 1 | 1 | 1 | 1 | 1 | 1 | 0 | USD | 0.025 | 1 | 1 | 0.003 | 0 | 0 | [9 empty] | 0 |  | 0
| Terminal Insulation, Socket Vinyl 2.5/6.3 : Clear ; S2.5/6.3 | [5 empty] | Pc |  |  |  |  | 1 | 1 | 1 | 1 | 1 | 1 | 0 | USD | 0.025 | 1 | 1 | 0.003 | 0 | 0 | [9 empty] | 0 |  | 0
| Terminal Insulation, Socket Vinyl 4.0/4.8 : Clear ; S4.0/4.8 | [5 empty] | Pc |  |  |  |  | 1 | 1 | 1 | 1 | 1 | 1 | 0 | USD | 0.0275 | 1 | 1 | 0.004 | 0 | 0 | [9 empty] | 0 |  | 0
| Terminal Insulation, Socket Vinyl 4.0/6.3 : Clear ; S4.0/6.3 | [5 empty] | Pc |  |  |  |  | 1 | 1 | 1 | 1 | 1 | 1 | 0 | USD | 0.0275 | 1 | 1 | 0.004 | 0 | 0 | [9 empty] | 0 |  | 0
| - Wiring: Terminal Insulation- Socket Flag | [33 empty] | 0 |  | 0
| Terminal Insulation, Flag Socket Vinyl 1.5/4.8 : Clear ; S1.5/4.8 | [5 empty] | Pc |  |  |  |  | 1 | 1 | 1 | 1 | 1 | 1 | 0 | USD | 0.014 | 1 | 1 | 0.001 | 0 | 0 | [9 empty] | 0 |  | 0
| Terminal Insulation, Flag Socket Vinyl 1.5/6.3 : Clear ; S1.5/6.3 | [5 empty] | Pc |  |  |  |  | 1 | 1 | 1 | 1 | 1 | 1 | 0 | USD | 0.02 | 1 | 1 | 0.002 | 0 | 0 | [9 empty] | 0 |  | 0
| Terminal Insulation, Flag Socket Vinyl 2.5/4.8 : Clear ; S2.5/4.8 | [5 empty] | Pc |  |  |  |  | 1 | 1 | 1 | 1 | 1 | 1 | 0 | USD | 0.025 | 1 | 1 | 0.003 | 0 | 0 | [9 empty] | 0 |  | 0
| Terminal Insulation, Flag Socket Vinyl 2.5/6.3 : Clear ; S2.5/6.3 | [5 empty] | Pc |  |  |  |  | 1 | 1 | 1 | 1 | 1 | 1 | 0 | USD | 0.0275 | 1 | 1 | 0.004 | 0 | 0 | [9 empty] | 0 |  | 0
OPTIONS: Cable Harness Assembly
| ELECTRICAL: Single Core 1C Cable Assy | H x W x D | 950 | 875 | 1188 |  | Uom | Ø | T | L | W | CF | V/A/L | n | UF | WF | 1 | Qty | Fx | U/P | EF | LF |  | 0.58558 | 16.3534 | SCU75M1 |  | SCU75M1 | SCU100M1 | SCU125M1 | SCU150M1 |  |  |  |  | 0.58558 |  | 16.3534
| Wiring: Cable 1 Core | [33 empty] | 0 |  | 0 |  |  |  |  | Wiring: Cable 1 Core | [6 empty] | Wiring: Cable 1 Core | [9 empty] | Wiring: Cable 1 Core
| - Cable, Compressor: NYA 1C | H + W/2 + D/2 | [32 empty] | 0 |  | 0 |  |  |  |  | - Cable, Compressor: NYA 1C | Supreme | kG | $FOB |  |  |  | mm2 | OD | 4X | PI | RA | LA |  |  |  |  | NYA 1C | OD | A | R | kG/m | 14464 | Rp/m |  |  | NYY 1C | OD | A | R | kG/m | 14464 | Rp/m |  | NYY 3C | OD | A | R | kG/m | 14464 | Rp/m
| Cable, Compressor 7.5hp ZR94/H705: NYA 1C/1.50 x 4 |  |  |  | 1981.5 |  | m |  |  |  | 1981.5 | 1 | 1.9815 | 4 | 7.926 | 1 | 1 | 7.926 | USD | 0.26963 | 1 | 1 | 0.021 | 0.16645 | 2.1371 | 1 |  | 1 | [6 empty] | 0.16645 |  | 2.1371 |  |  |  |  | 7.5hp ZR94/H705 | NYA 1C/1.50 x 4 | 0.021 | 0.26963 |  |  |  | 1C/1.50 | 3 | 12 | 7.57 | 13.5 | 10.9 |  |  |  |  | 35.0mm2 | 10.2 | 159 | 360 | 0.379 | 0 |  |  |  | 35.0mm2 | 13 | 170 | 160 | 0.445 | 0 |  |  | 35.0mm2 | 28 | 130 | 340 | 1.688 | 0
| Cable, Compressor 10.0hp ZR125/H1002: NYA 1C/2.50 x 4 |  |  |  | 1981.5 |  | m |  |  |  | 1981.5 | 1 | 1.9815 | 4 | 7.926 | 1 | 1 | 0 | USD | 0.46322 | 1 | 1 | 0.034 | 0 | 0 |  |  |  | 1 | [5 empty] | 0 |  | 0 |  |  |  |  | 10.0hp ZR125/H1002 | NYA 1C/2.50 x 4 | 0.034 | 0.46322 |  |  |  | 1C/2.50 | 3.7 | 14.8 | 11.31 | 19 | 16.3 | [13 empty] | 0.75mm2 |  |  |  |  | 0 |  |  | 0.75mm2 |  |  |  |  | 0
| Cable, Compressor 12.5hp ZR144H1201: NYA 1C/2.50 x 4 |  |  |  | 1981.5 |  | m |  |  |  | 1981.5 | 1 | 1.9815 | 4 | 7.926 | 1 | 1 | 0 | USD | 0.46322 | 1 | 1 | 0.034 | 0 | 0 |  |  |  |  | 1 |  |  |  |  | 0 |  | 0 |  |  |  |  | 12.5hp ZR144H1201 | NYA 1C/2.50 x 4 | 0.034 | 0.46322 |  |  |  | 1C/2.50 | 3.7 | 14.8 | 11.86 | 20.4 | 17.1 | [13 empty] | 1.25mm2 |  |  |  |  | 0 |  |  | 1.25mm2 |  |  |  |  | 0
| Cable, Compressor 15.0hp ZR190/H2001: NYA 1C/4.00 x 4 |  |  |  | 1981.5 |  | m |  |  |  | 1981.5 | 1 | 1.9815 | 4 | 7.926 | 1 | 1 | 0 | USD | 0.72594 | 1 | 1 | 0.051 | 0 | 0 | [5 empty] | 1 |  |  |  | 0 |  | 0 |  |  |  |  | 15.0hp ZR190/H2001 | NYA 1C/4.00 x 4 | 0.051 | 0.72594 |  |  |  | 1C/4.0 | 4.3 | 17.2 | 15.93 | 28.3 | 23 | [13 empty] | 2.50mm2 | 14 | 36 | 170 | 0.259 | 0 |  |  | 2.50mm2 | 15 | 25 | 180 | 0.343 | 2.0326 | 29400
| - Cable, Fan Motor: NYA 1C | H/4 + W/2 + D/2 | [32 empty] | 0 |  | 0 |  |  |  |  | - Cable, Fan Motor: NYA 1C | Supreme | kG | $FOB |  |  |  | mm2 | OD | 3X | PI | RA | LA
| Cable, Axial Fan 630: NYA 1C/0.75 x 3 |  |  |  | 1269 |  | m |  |  |  | 1269 | 1 | 1.269 | 3 | 3.807 | 1 | 1 | 3.807 | USD | 0.26963 | 1 | 1 | 0.021 | 0.079947 | 1.0265 | 1 |  | 1 | 1 | [5 empty] | 0.079947 |  | 1.0265 |  |  |  |  | Axial Fan 630 | NYA 1C/0.75 x 3 | 0.021 | 0.26963 |  |  |  | 1C/1.50 | 3 | 9 | 0.8 | 1.6
| Cable, Axial Fan 710: NYA 1C/0.75 x 3 |  |  |  | 1269 |  | m |  |  |  | 1269 | 1 | 1.269 | 3 | 3.807 | 1 | 1 | 0 | USD | 0.26963 | 1 | 1 | 0.021 | 0 | 0 |  |  |  |  | 1 | 1 |  |  |  | 0 |  | 0 |  |  |  |  | Axial Fan 710 | NYA 1C/0.75 x 3 | 0.021 | 0.26963 |  |  |  | 1C/1.50 | 3 | 9 | 0.9 | 1.9
| - Cable, CC Heater: NYA 1C | H + W/2 + D/2 | [32 empty] | 0 |  | 0 |  |  |  |  | - Cable, CC Heater: NYA 1C | Supreme | kG | $FOB |  |  |  | mm2 | OD | 1X | 2X
| Cable, CC Heater Compressor 7.5-15hp: NYA 1C/0.75 x 2 |  |  |  | 1981.5 |  | m |  |  |  | 1981.5 | 1 | 1.9815 | 2 | 3.963 | 1 | 1 | 3.963 | USD | 2.94 | 1 | 1 | 0.055 | 0.21796 | 11.6512 | 1 |  | 1 | 1 | 1 | 1 |  |  |  | 0.21796 |  | 11.6512 |  |  |  |  | CC Heater Compressor 7.5-15hp | NYA 1C/0.75 x 2 | [5 empty] | 2C/0.75 | 13
| - Cable, HPLP Switch: NYA 1C | H + W/2 + D/2 | [32 empty] | 0 |  | 0 |  |  |  |  | - Cable, HPLP Switch: NYA 1C | Supreme | kG | $FOB |  |  |  | mm2 | OD | 1X | 2X
| Cable, HPLP Switch: NYA 1C/0.75 x 2 |  |  |  | 1981.5 |  | m |  |  |  | 1981.5 | 1 | 1.9815 | 2 | 3.963 | 1 | 1 | 3.963 | USD | 0.26963 | 1 | 1 | 0.021 | 0.083223 | 1.0686 | 1 |  | 1 | 1 | 1 | 1 |  |  |  | 0.083223 |  | 1.0686 |  |  |  |  | HPLP Switch | NYA 1C/0.75 x 2 | 0.021 | 0.26963 |  |  |  | 1C/1.50 | 3 |  | 6
| Cable, HP Switch: NYA 1C/0.75 x 2 |  |  |  | 1981.5 |  | m |  |  |  | 1981.5 | 1 | 1.9815 | 2 | 3.963 | 1 | 1 | 0 | USD | 0.26963 | 1 | 1 | 0.021 | 0 | 0 | [9 empty] | 0 |  | 0 |  |  |  |  | HP Switch | NYA 1C/0.75 x 2 | 0.021 | 0.26963 |  |  |  | 1C/1.50 | 3 | 3
| Cable, LP Switch: NYA 1C/0.75 x 2 |  |  |  | 1981.5 |  | m |  |  |  | 1981.5 | 1 | 1.9815 | 2 | 3.963 | 1 | 1 | 0 | USD | 0.26963 | 1 | 1 | 0.021 | 0 | 0 | [9 empty] | 0 |  | 0 |  |  |  |  | LP Switch | NYA 1C/0.75 x 2 | 0.021 | 0.26963 |  |  |  | 1C/1.50 | 3 | 3
| Wiring: Harness Assy | [33 empty] | 0 |  | 0
| - Cable Tube Black, Compressor: NYA 1C x 4 | [33 empty] | 0 |  | 0 |  |  |  |  | - Cable Tube Black, Compressor: NYA 1C x 4 | Tube Black | kG/m | Rp FOB |  |  |  | Type | OD | 4X | 3X | 2X | [5 empty] | Tube Black | OD | Range(4X) | Range(3X) | Range(2X) | kG/m | Rp/m
| Cable Tube Black, Compressor 1.0-7.5hp: 1C/1.50 x 4: 12(1/2") | [5 empty] | m |  |  |  |  | 1 | 1 | 1 | 1 | 1 | 1 | 1 | USD | 0.14 | 1 | 1 | 0.001 | 0.001 | 0.14 | 1 |  | 1 | [6 empty] | 0.001 |  | 0.14 |  |  |  |  | 1.0-7.5hp: 1C/1.50 x 4 | 12(1/2") | [5 empty] | 1C/1.50 | 3 | 12 | 9 | 6 | [5 empty] | 12(1/2") | 13 | 0.75-1.50 | 0.75-2.50 | 0.75-10.0
| Cable Tube Black, Compressor 9.0-13.0hp: 1C/2.50 x 4: 15(5/8") | [5 empty] | m |  |  |  |  | 1 | 1 | 1 | 1 | 1 | 1 | 0 | USD | 0.16 | 1 | 1 | 0.002 | 0 | 0 |  |  |  | 1 | 1 |  |  |  |  | 0 |  | 0 |  |  |  |  | 9.0-13.0hp: 1C/2.50 x 4 | 15(5/8") | [5 empty] | 1C/2.50 | 3.7 | 14.8 | 11.1 | 7.4 | [5 empty] | 14(5/8") | 15 | 1.50-2.50 | 4.00-6.00 | 10.0-16.0
| Cable Tube Black, Compressor 15.0hp: 1C/4.0 x 4: 20(3/4") | [5 empty] | m |  |  |  |  | 1 | 1 | 1 | 1 | 1 | 1 | 0 | USD | 0.23 | 1 | 1 | 0.003 | 0 | 0 | [5 empty] | 1 |  |  |  | 0 |  | 0 |  |  |  |  | 15.0hp: 1C/4.0 x 4 | 20(3/4") | [5 empty] | 1C/4.00 | 4.3 | 17.2 | 12.9 | 8.6 | [5 empty] | 20(3/4") | 21 | 4.00-6.00 | 10.0-16.0 | 25.0-35.0
| - Cable Fastening, Compressor | [33 empty] | 0 |  | 0 |  |  |  |  | - Cable Fastening, Compressor | [6 empty] | Type | L | t | OD | 4X | 3X | 2X
| Connector bud CE-2 : 2.5mmID x OD 10mm x 27mm | [5 empty] | Pc |  |  |  |  | 1 | 1 | 1 | 1 | 1 | 1 | 3 | USD | 0.01 | 1 | 1 | 0.005 | 0.015 | 0.03 | 3 |  | 3 | 3 | 3 | 3 |  |  |  | 0.015 |  | 0.03 | [11 empty] | #100 | 100 | 2.5 | 28.6364 | 0.75-10.0 | 0.75-25.0 | 0.75-35.0
| Connector bud CE-5 : 5.0mmID x OD 10mm x 27mm | [5 empty] | Pc |  |  |  |  | 1 | 1 | 1 | 1 | 1 | 1 | 0 | USD | 0.016 | 1 | 1 | 0.009 | 0 | 0 | [9 empty] | 0 |  | 0 | [11 empty] | #150 | 150 | 3.6 | 44.5455 | 16.0-35.0 | 25.0-35.0
| Cable Tie 1.0-30.0hp: 1C/0.75-10.0 x 4: T5x100x2.5mm | [5 empty] | Pc |  |  |  |  | 1 | 1 | 1 | 1 | 1 | 1 | 2 | USD | 0.01 | 1 | 1 | 0.001 | 0.002 | 0.02 | 2 |  | 2 | 2 | 2 | 2 |  |  |  | 0.002 |  | 0.02 |  |  |  |  | 1.0-30.0hp: 1C/0.75-10.0 x 4 | T5x100x2.5mm | [5 empty] | #200 | 200 | 5 | 60.4545
| - Cable Tube Black, Fan Motor: NYA 1C x 3 | [33 empty] | 0 |  | 0 |  |  |  |  | - Cable Tube Black, Fan Motor: NYA 1C x 3 | Tube Black | kG/m | Rp FOB |  |  |  | Type | OD | 4X | 3X | 2X | [5 empty] | Tube Black | OD | Range(4X) | Range(3X) | Range(2X) | kG/m | Rp/m
| Cable Tube Black Axial Fan 630: 12(1/2") | [5 empty] | m |  |  |  |  | 1 | 1 | 1 | 1 | 1 | 1 | 1 | USD | 0.23 | 1 | 1 | 0.003 | 0.003 | 0.23 | 1 |  | 1 | 1 | [5 empty] | 0.003 |  | 0.23 |  |  |  |  | Axial Fan 630 | 12(1/2") | [5 empty] | 1C/16.0 | 7.3 | 29.2 | 21.9 | 14.6
| Cable Tube Black Axial Fan 710: 12(1/2") | [5 empty] | m |  |  |  |  | 1 | 1 | 1 | 1 | 1 | 1 | 0 | USD | 0.23 | 1 | 1 | 0.003 | 0 | 0 |  |  |  |  | 1 | 1 |  |  |  | 0 |  | 0 |  |  |  |  | Axial Fan 710 | 12(1/2") | [5 empty] | 1C/25.0 | 9 | 36 | 27 | 18
| - Cable Fastening, Fan Motor | [33 empty] | 0 |  | 0 |  |  |  |  | - Cable Fastening, Fan Motor | Cable Tie | kG | Rp FOB |  |  |  | Type | L | t | OD | 4X | 3X | 2X
| Connector bud CE-2 : 2.5mmID x OD 10mm x 27mm | [5 empty] | Pc |  |  |  |  | 1 | 1 | 1 | 1 | 1 | 1 | 3 | USD | 0.01 | 1 | 1 | 0.005 | 0.015 | 0.03 | 3 |  | 3 | 3 | 3 | 3 |  |  |  | 0.015 |  | 0.03 | [11 empty] | #100 | 100 | 2.5 | 28.6364 | 0.75-10.0 | 0.75-25.0 | 0.75-35.0
| Connector bud CE-5 : 5.0mmID x OD 10mm x 27mm | [5 empty] | Pc |  |  |  |  | 1 | 1 | 1 | 1 | 1 | 1 | 0 | USD | 0.016 | 1 | 1 | 0.009 | 0 | 0 | [9 empty] | 0 |  | 0 | [11 empty] | #150 | 150 | 3.6 | 44.5455 | 16.0-35.0 | 25.0-35.0
| Cable Tie Axial Fan 400-800: T5x100x2.5mm | [5 empty] | Pc |  |  |  |  | 1 | 1 | 1 | 1 | 1 | 1 | 2 | USD | 0.01 | 1 | 1 | 0.001 | 0.002 | 0.02 | 2 |  | 2 | 2 | 2 | 2 |  |  |  | 0.002 |  | 0.02 |  |  |  |  | Axial Fan 400-800 | T5x100x2.5mm | [5 empty] | #200 | 200 | 5 | 60.4545
| ELECTRICAL: Multi Core 4C Cable Assy | H x W x D | 950 | 875 | 1188 |  | Uom | Ø | T | L | W | CF | V/A/L | n | UF | WF | 0 | Qty | Fx | U/P | EF | LF |  | 0 | 0 | SCU75M1 |  | SCU75M1 | SCU100M1 | SCU125M1 | SCU150M1 |  |  |  |  | 0 |  | 0
| Wiring: Cable 4 Core | [33 empty] | 0 |  | 0 |  |  |  |  | Wiring: Cable 4 Core | [6 empty] | Wiring: Cable 4 Core | [9 empty] | Wiring: Cable 4 Core
| - Cable, Compressor: NYY 4C | H + W/2 + D/2 | [32 empty] | 0 |  | 0 |  |  |  |  | - Cable, Compressor: NYY 4C | Supreme | kG/m | $FOB |  |  |  | mm2 | OD | PI | RA | LA | [5 empty] | NYA 1C | OD | A | R | kG/m | 14464 | Rp/m |  |  | NYY 1C | OD | A | R | kG/m | 14464 | Rp/m |  | NYY 3C | OD | A | R | kG/m | 14464 | Rp/m
| Cable, Compressor 7.5hp ZR94/H705: NYY 4C/1.50 |  |  |  | 1981.5 |  | m |  |  |  | 1981.5 | 1 | 1.9815 | 1 | 1.9815 | 1 | 0 | 0 | Rp | 18900 | 6.8241e-05 | 1 | 0.272 | 0 | 0 | 1 |  | 1 | [6 empty] | 0 |  | 0 |  |  |  |  | 7.5hp ZR94/H705 | NYY 4C/1.50 | 0.021 | 0.26963 |  |  |  | 4C/1.50 | 14 | 7.57 | 13.5 | 10.9 | [5 empty] | 35.0mm2 | 10.2 | 159 | 360 | 0.379 | 0 |  |  |  | 35.0mm2 | 13 | 170 | 160 | 0.445 | 0 |  |  | 35.0mm2 | 28 | 130 | 340 | 1.688 | 0
| Cable, Compressor 10.0hp ZR125/H1002: NYY 4C/2.50 |  |  |  | 1981.5 |  | m |  |  |  | 1981.5 | 1 | 1.9815 | 1 | 1.9815 | 1 | 0 | 0 | Rp | 18900 | 6.8241e-05 | 1 | 0.272 | 0 | 0 |  |  |  | 1 | [5 empty] | 0 |  | 0 |  |  |  |  | 10.0hp ZR125/H1002 | NYY 4C/2.50 | 0.034 | 0.46322 |  |  |  | 4C/2.50 | 15 | 11.31 | 19 | 16.3 | [14 empty] | 0.75mm2 |  |  |  |  | 0 |  |  | 0.75mm2 |  |  |  |  | 0
| Cable, Compressor 12.5hp ZR144H1201: NYY 4C/2.50 |  |  |  | 1981.5 |  | m |  |  |  | 1981.5 | 1 | 1.9815 | 1 | 1.9815 | 1 | 0 | 0 | Rp | 18900 | 6.8241e-05 | 1 | 0.272 | 0 | 0 |  |  |  |  | 1 |  |  |  |  | 0 |  | 0 |  |  |  |  | 12.5hp ZR144H1201 | NYY 4C/2.50 | 0.034 | 0.46322 |  |  |  | 4C/2.50 | 15 | 11.86 | 20.4 | 17.1 | [14 empty] | 1.25mm2 |  |  |  |  | 0 |  |  | 1.25mm2 |  |  |  |  | 0
| Cable, Compressor 15.0hp ZR190/H2001: NYY 4C/4.00 |  |  |  | 1981.5 |  | m |  |  |  | 1981.5 | 1 | 1.9815 | 1 | 1.9815 | 1 | 0 | 0 | Rp | 18900 | 6.8241e-05 | 1 | 0.272 | 0 | 0 | [5 empty] | 1 |  |  |  | 0 |  | 0 |  |  |  |  | 15.0hp ZR190/H2001 | NYY 4C/4.00 | 0.051 | 0.72594 |  |  |  | 4C/4.00 | 18 | 15.93 | 28.3 | 23 | [14 empty] | 2.50mm2 | 14 | 36 | 170 | 0.259 | 0 |  |  | 2.50mm2 | 15 | 25 | 180 | 0.343 | 2.0326 | 29400
| - Cable Gland, Compressor: NYY 4C | [33 empty] | 0 |  | 0 |  |  |  |  | - Cable Gland, Compressor: NYY 4C | KSS | kG | $FOB |  |  |  | mm2 | OD | PI | RA | LA | [5 empty] | KSS | OD | Range | A | kG/m | 14464 | Rp/m |  |  | NYY 1C | OD | A | R | kG/m | 14464 | Rp/m |  | NYY 3C | OD | A | R | kG/m | 14464 | Rp/m
| Cable Gland 7.5hp ZR94/H705 NYY 4C/1.50: EG-16 | [5 empty] | Pc |  |  |  |  | 1 | 1 | 2 | 2 | 1 | 0 | 0 | Rp | 5300 | 6.8241e-05 | 1 | 0.15 | 0 | 0 | 1 |  | 1 | [6 empty] | 0 |  | 0 |  |  |  |  | 7.5hp ZR94/H705 NYY 4C/1.50 | EG-16 |  | 2000 |  |  |  | 4C/1.50 | 14 | 7.57 | 13.5 | 10.9 | [5 empty] | EG-36 | 35.5 | 22-32 | 47 |  | 0.64989 | 9400 |  |  | EG-19 | 25 | 15 | 12-16 |  | 2600
| Cable Gland 10.0hp ZR125/H1002 NYY 4C/2.50: EG-19 | [5 empty] | Pc |  |  |  |  | 1 | 1 | 2 | 2 | 1 | 0 | 0 | Rp | 3800 | 6.8241e-05 | 1 | 0.15 | 0 | 0 |  |  |  | 1 | [5 empty] | 0 |  | 0 |  |  |  |  | 10.0hp ZR125/H1002 NYY 4C/2.50 | EG-19 |  | 2600 |  |  |  | 4C/2.50 | 15 | 11.31 | 19 | 16.3 | [5 empty] | EG-48 | 46 | 34-44 | 59.3 |  | 1.1753 | 17000 |  |  | EG-7 | 12.5 | 6.9 | 3.5-6 |  | 1200
| Cable Gland 12.5hp ZR144H1201 NYY 4C/2.50: EG-19 | [5 empty] | Pc |  |  |  |  | 1 | 1 | 2 | 2 | 1 | 0 | 0 | Rp | 3800 | 6.8241e-05 | 1 | 0.15 | 0 | 0 |  |  |  |  | 1 |  |  |  |  | 0 |  | 0 |  |  |  |  | 12.5hp ZR144H1201 NYY 4C/2.50 | EG-19 |  | 2600 |  |  |  | 4C/2.50 | 15 | 11.86 | 20.4 | 17.1 | [14 empty] | EG-9 | 15.2 | 8 | 4.0-8 |  | 1300
| Cable Gland 15.0hp ZR190/H2001 NYY 4C/4.0: EG-21 | [5 empty] | Pc |  |  |  |  | 1 | 1 | 2 | 2 | 1 | 0 | 0 | Rp | 3800 | 6.8241e-05 | 1 | 0.15 | 0 | 0 | [5 empty] | 1 |  |  |  | 0 |  | 0 |  |  |  |  | 15.0hp ZR190/H2001 NYY 4C/4.0 | EG-21 |  | 3800 |  |  |  | 4C/4.00 | 18 | 15.93 | 28.3 | 23 | [14 empty] | EG-13.5 | 20.4 | 12 | 6-12 |  | 1600
| - Cable, Fan Motor: NYY 3C | [33 empty] | 0 |  | 0 |  |  |  |  | - Cable, Fan Motor: NYY 3C | Supreme | kG/m | $FOB |  |  |  | mm2 | OD | PI | RA | LA
| Cable, Axial Fan 630: NYY 3C/0.75 | [5 empty] | Pc |  |  |  |  | 1 | 1 | 2 | 2 | 1 | 0 | 0 | Rp | 14700 | 6.8241e-05 | 1 | 0.272 | 0 | 0 | 1 |  | 1 | 1 | [5 empty] | 0 |  | 0 |  |  |  |  | Axial Fan 630 | NYY 3C/0.75 | 0.272 | 14700 |  |  |  | 3C/0.75 | 13 | 0.8 | 1.6
| Cable, Axial Fan 710: NYY 3C/0.75 | [5 empty] | Pc |  |  |  |  | 1 | 1 | 2 | 2 | 1 | 0 | 0 | Rp | 14700 | 6.8241e-05 | 1 | 0.272 | 0 | 0 |  |  |  |  | 1 | 1 |  |  |  | 0 |  | 0 |  |  |  |  | Axial Fan 710 | NYY 3C/0.75 | 0.272 | 14700 |  |  |  | 3C/0.75 | 13 | 0.9 | 1.9
| - Cable Gland, Fan Motor: NYY 3C | [33 empty] | 0 |  | 0 |  |  |  |  | - Cable Gland, Fan Motor: NYY 3C | KSS | kG | Rp FOB |  |  |  | mm2 | OD | PI | RA | LA
| Cable Gland, Axial Fan 400_800 NYY 3C/0.75: EG-21 | [5 empty] | Pc |  |  |  |  | 1 | 1 | 2 | 2 | 1 | 0 | 0 | Rp | 3800 | 6.8241e-05 | 1 | 0.15 | 0 | 0 | 1 |  | 1 | 1 | 1 | 1 |  |  |  | 0 |  | 0 |  |  |  |  | Axial Fan 400_800 NYY 3C/0.75 | EG-21 |  | 3800 |  |  |  | 3C/0.75 | 13 | 1.2 | 2.85
| - Cable, CC Heater: NYY 2C | [33 empty] | 0 |  | 0 |  |  |  |  | - Cable, CC Heater: NYY 2C | Supreme | kG/m | $FOB |  |  |  | mm2 | OD | PI | RA | LA
| Cable, CC Heater Compressor 7.5-15hp: NYY 2C/0.75 | [5 empty] | m |  |  |  | 0 | 1 | 1 | 1 | 1 | 1 | 0 | 0 | USD | 2.94 | 1 | 1 | 0.055 | 0 | 0 | 1 |  | 1 | 1 | 1 | 1 |  |  |  | 0 |  | 0 |  |  |  |  | CC Heater Compressor 7.5-15hp | NYY 2C/0.75 | [5 empty] | 2C/0.75 | 13
| - Cable Gland, CC Heater: NYY 2C | [33 empty] | 0 |  | 0 |  |  |  |  | - Cable Gland, CC Heater: NYY 2C | KSS | kG | Rp FOB |  |  |  | mm2 | OD | PI | RA | LA
| Cable Gland, CC Heater Compressor 1.8-30hp NYY 2C/0.75: EG-21 | [5 empty] | Pc |  |  |  |  | 1 | 1 | 2 | 2 | 1 | 0 | 0 | Rp | 3800 | 6.8241e-05 | 1 | 0.15 | 0 | 0 | 1 |  | 1 | 1 | 1 | 1 |  |  |  | 0 |  | 0 |  |  |  |  | CC Heater Compressor 1.8-30hp NYY 2C/0.75 | EG-21 |  | 3800 |  |  |  | 2C/0.75 | 13 | 1.2 | 2.85
| - Cable, HPLP Switch: NYY 2C | [33 empty] | 0 |  | 0 |  |  |  |  | - Cable, HPLP Switch: NYY 2C | Supreme | kG | $FOB |  |  |  | mm2 | OD
| Cable, HPLP Switch: NYY 2C/0.75 | [5 empty] | m |  |  |  |  | 1 | 1 | 1 | 1 | 1 | 0 | 0 | USD | 0.26963 | 1 | 1 | 0.021 | 0 | 0 | 1 |  | 1 | 1 | 1 | 1 |  |  |  | 0 |  | 0 |  |  |  |  | HPLP Switch | NYY 2C/0.75 | 0.021 | 0.26963 |  |  |  | 2C/0.75 | 13
| Cable, HP Switch: NYY 2C/0.75 | [5 empty] | m |  |  |  |  | 1 | 1 | 1 | 1 | 1 | 0 | 0 | USD | 0.26963 | 1 | 1 | 0.021 | 0 | 0 | [9 empty] | 0 |  | 0 |  |  |  |  | HP Switch | NYY 2C/0.75 | 0.021 | 0.26963 |  |  |  | 2C/0.75 | 13
| Cable, LP Switch: NYY 2C/0.75 | [5 empty] | m |  |  |  |  | 1 | 1 | 1 | 1 | 1 | 0 | 0 | USD | 0.26963 | 1 | 1 | 0.021 | 0 | 0 | [9 empty] | 0 |  | 0 |  |  |  |  | LP Switch | NYY 2C/0.75 | 0.021 | 0.26963 |  |  |  | 2C/0.75 | 13
| - Cable Gland, HPLP Switchd: NYY 2C | [33 empty] | 0 |  | 0 |  |  |  |  | - Cable Gland, HPLP Switchd: NYY 2C | KSS | kG | Rp FOB |  |  |  | mm2 | OD | PI | RA | LA
| Cable Gland, HPLP Compressor 1.8-30hp NYY 2C/0.75: EG-21 | [5 empty] | Pc |  |  |  |  | 1 | 1 | 2 | 2 | 1 | 0 | 0 | Rp | 3800 | 6.8241e-05 | 1 | 0.15 | 0 | 0 | 1 |  | 1 | 1 | 1 | 1 |  |  |  | 0 |  | 0 |  |  |  |  | HPLP Compressor 1.8-30hp NYY 2C/0.75 | EG-21 |  | 3800 |  |  |  | 2C/0.75 | 13 | 1.2 | 2.85
| ASSEMBLY: Fastener | [5 empty] | Uom | Ø | T | L | W | CF | V/A/L | n | UF | WF | 1 | Qty | Fx | U/P | EF | LF |  | 0.4751 | 5.3384 | SCU75M1 |  | SCU75M1 | SCU100M1 | SCU125M1 | SCU150M1 |  |  |  |  | 0.4751 |  | 5.3384
| Bolt, Hex M08 x 45mm | [5 empty] | Pc |  |  |  |  | 1 | 1 | 1 | 1 | 1 | 1 | 4 | Rp | 295 | 6.8241e-05 | 1 | 0.018 | 0.072 | 0.080524 | 4 |  | 4 | 4 | 4 | 4 |  |  |  | 0.072 |  | 0.080524
| Nut, Hex M08 | [5 empty] | Pc |  |  |  |  | 1 | 1 | 1 | 1 | 1 | 1 | 4 | Rp | 40 | 6.8241e-05 | 1 | 0.007 | 0.028 | 0.010919 | 4 |  | 4 | 4 | 4 | 4 |  |  |  | 0.028 |  | 0.010919
| Washer, Spring M08 | [5 empty] | Pc |  |  |  |  | 1 | 1 | 1 | 1 | 1 | 1 | 4 | Rp | 35 | 6.8241e-05 | 1 | 0.0014 | 0.0056 | 0.0095537 | 4 |  | 4 | 4 | 4 | 4 |  |  |  | 0.0056 |  | 0.0095537
| Washer, Flat M08 x 11/32" x 29/32" | [5 empty] | Pc |  |  |  |  | 1 | 1 | 1 | 1 | 1 | 1 | 4 | Rp | 35 | 6.8241e-05 | 1 | 0.0054 | 0.0216 | 0.0095537 | 4 |  | 4 | 4 | 4 | 4 |  |  |  | 0.0216 |  | 0.0095537
| Bolt, Hex M08 x 20mm | [5 empty] | Pc |  |  |  |  | 1 | 1 | 1 | 1 | 1 | 1 | 2 | Rp | 160 | 6.8241e-05 | 1 | 0.011 | 0.022 | 0.021837 | 2 |  | 2 | 2 | 2 | 2 |  |  |  | 0.022 |  | 0.021837
| Nut, Hex M08 | [5 empty] | Pc |  |  |  |  | 1 | 1 | 1 | 1 | 1 | 1 | 2 | Rp | 40 | 6.8241e-05 | 1 | 0.007 | 0.014 | 0.0054593 | 2 |  | 2 | 2 | 2 | 2 |  |  |  | 0.014 |  | 0.0054593
| Washer, Spring M08 | [5 empty] | Pc |  |  |  |  | 1 | 1 | 1 | 1 | 1 | 1 | 2 | Rp | 35 | 6.8241e-05 | 1 | 0.0014 | 0.0028 | 0.0047769 | 2 |  | 2 | 2 | 2 | 2 |  |  |  | 0.0028 |  | 0.0047769
| Washer, Flat M08 x 11/32" x 29/32" | [5 empty] | Pc |  |  |  |  | 1 | 1 | 1 | 1 | 1 | 1 | 2 | Rp | 35 | 6.8241e-05 | 1 | 0.0054 | 0.0108 | 0.0047769 | 2 |  | 2 | 2 | 2 | 2 |  |  |  | 0.0108 |  | 0.0047769
| Bolt, Hex M06 x 20mm | [5 empty] | Pc |  |  |  |  | 1 | 1 | 1 | 1 | 1 | 1 | 0 | Rp | 125 | 6.8241e-05 | 1 | 0.002 | 0 | 0 | [9 empty] | 0 |  | 0
| Nut, Hex M06 | [5 empty] | Pc |  |  |  |  | 1 | 1 | 1 | 1 | 1 | 1 | 0 | Rp | 27 | 6.8241e-05 | 1 | 0.004 | 0 | 0 | [9 empty] | 0 |  | 0
| Washer, Spring M06 | [5 empty] | Pc |  |  |  |  | 1 | 1 | 1 | 1 | 1 | 1 | 0 | Rp | 15 | 6.8241e-05 | 1 | 0.001 | 0 | 0 | [9 empty] | 0 |  | 0
| Washer, Flat M06 x 9/32" x 15/16" | [5 empty] | Pc |  |  |  |  | 1 | 1 | 1 | 1 | 1 | 1 | 0 | Rp | 15 | 6.8241e-05 | 1 | 0.0008 | 0 | 0 | [9 empty] | 0 |  | 0
| Bolt, Countersunk M06 x 25mm | [5 empty] | Pc |  |  |  |  | 1 | 1 | 1 | 1 | 1 | 1 | 6 | Rp | 80 | 6.8241e-05 | 1 | 0.011 | 0.066 | 0.032756 | 6 |  | 6 | 6 | 6 | 6 |  |  |  | 0.066 |  | 0.032756
| Nut, Insert M06 | [5 empty] | Pc |  |  |  |  | 1 | 1 | 1 | 1 | 1 | 1 | 6 | Rp | 930 | 6.8241e-05 | 1 | 0.002 | 0.012 | 0.38078 | 6 |  | 6 | 6 | 6 | 6 |  |  |  | 0.012 |  | 0.38078
| Screw, ST TH #08 (M04) x 3/4" (20mm) | [5 empty] | Pc |  |  |  |  | 1 | 1 | 1 | 1 | 1 | 1 | 12 | Rp | 63 | 6.8241e-05 | 1 | 0.0014 | 0.0168 | 0.05159 | 12 |  | 12 | 12 | 12 | 12 |  |  |  | 0.0168 |  | 0.05159
| Screw, ST TH #10 (M05) x 3/8" (10mm) | [5 empty] | Pc |  |  |  |  | 1 | 1 | 1 | 1 | 1 | 1 | 15 | Rp | 78 | 6.8241e-05 | 1 | 0.002 | 0.03 | 0.079842 | 15 |  | 15 | 15 | 15 | 15 |  |  |  | 0.03 |  | 0.079842
| Screw, ST TH #10 (M05) x 1/2" (15mm) | [5 empty] | Pc |  |  |  |  | 1 | 1 | 1 | 1 | 1 | 1 | 25 | Rp | 78 | 6.8241e-05 | 1 | 0.002 | 0.05 | 0.13307 | 25 |  | 25 | 25 | 25 | 25 |  |  |  | 0.05 |  | 0.13307
| Screw, ST TH #10 (M05) x 5/8" (20mm) | [5 empty] | Pc |  |  |  |  | 1 | 1 | 1 | 1 | 1 | 1 | 10 | Rp | 85 | 6.8241e-05 | 1 | 0.0028 | 0.028 | 0.058005 | 10 |  | 10 | 10 | 10 | 10 |  |  |  | 0.028 |  | 0.058005
| Screw, ST TH #10 (M05) x 1" (25mm) | [5 empty] | Pc |  |  |  |  | 1 | 1 | 1 | 1 | 1 | 1 | 15 | Rp | 85 | 6.8241e-05 | 1 | 0.0028 | 0.042 | 0.087007 | 15 |  | 15 | 15 | 15 | 15 |  |  |  | 0.042 |  | 0.087007
| Screw, ST WH #8 (M04) x 16mm | [5 empty] | Pc |  |  |  |  | 1 | 1 | 1 | 1 | 1 | 1 | 0 | Rp | 88 | 6.8241e-05 | 1 | 0.0019 | 0 | 0 | [9 empty] | 0 |  | 0
| Screw, PH #08 (M04) x 1/2" (15mm) | [5 empty] | Pc |  |  |  |  | 1 | 1 | 1 | 1 | 1 | 1 | 0 | Rp | 45 | 6.8241e-05 | 1 | 0.0014 | 0 | 0 | [9 empty] | 0 |  | 0
| Screw, PH #08 (M04) x 1" (25mm) | [5 empty] | Pc |  |  |  |  | 1 | 1 | 1 | 1 | 1 | 1 | 0 | Rp | 75 | 6.8241e-05 | 1 | 0.0028 | 0 | 0 | [9 empty] | 0 |  | 0
| Screw, PH #10 (M05) x 1 1/4" (35mm) | [5 empty] | Pc |  |  |  |  | 1 | 1 | 1 | 1 | 1 | 1 | 0 | Rp | 100 | 6.8241e-05 | 1 | 0.004 | 0 | 0 | [9 empty] | 0 |  | 0
| Screw, Wood - 3/8" x 1.5" | [5 empty] | Pc |  |  |  |  | 1 | 1 | 1 | 1 | 1 | 1 | 4 | Rp | 430 | 6.8241e-05 | 1 | 0.01 | 0.04 | 0.11737 | 4 |  | 4 | 4 | 4 | 4 |  |  |  | 0.04 |  | 0.11737
| Rivet, Blind #435 : 3mmOD, 1000pc/box | [5 empty] | Pc |  |  |  |  | 1 | 1 | 1 | 1 | 1 | 1 | 15 | Rp | 52.5 | 6.8241e-05 | 1 | 0.0009 | 0.0135 | 0.05374 | 15 |  | 15 | 15 | 15 | 15 |  |  |  | 0.0135 |  | 0.05374
| Knob - M6 x 35mm | [5 empty] | Pc |  |  |  |  | 1 | 1 | 1 | 1 | 1 | 1 | 0 | Rp | 205 | 6.8241e-05 | 1 |  | 0 | 0 | [9 empty] | 0 |  | 0
| Handle, Recessed : SRL-0102/HC-001 | [5 empty] | Pc |  |  |  |  | 1 | 1 | 1 | 1 | 1 | 1 | 2 | Rp | 30000 | 6.8241e-05 | 1 |  | 0 | 4.0944 | 2 |  | 2 | 2 | 2 | 2 |  |  |  | 0 |  | 4.0944
| Spacer, Isolator - 1/2" x 10mm | [5 empty] | Pc |  |  |  |  | 1 | 1 | 1 | 1 | 1 | 1 | 4 | Rp | 375 | 6.8241e-05 | 1 |  | 0 | 0.10236 | 4 |  | 4 | 4 | 4 | 4 |  |  |  | 0 |  | 0.10236
| ASSEMBLY: Labeling | [5 empty] | Uom | Ø | T | L | W | CF | V/A/L | n | UF | WF | 1 | Qty | Fx | U/P | EF | LF |  | 0 | 0.24416 | SCU75M1 |  | SCU75M1 | SCU100M1 | SCU125M1 | SCU150M1 |  |  |  |  | 0 |  | 0.24416
| Label, Identity - Logo/Nameplate 1.2T-120W-50H x SUS304/316L | [5 empty] | Pc |  |  |  |  | 1 | 1 | 1 | 1 | 1 | 1 | 0 | Rp | 250000 | 6.8241e-05 | 1 | 0.12 | 0 | 0 | [9 empty] | 0 |  | 0
| Label, Identity - Serial Number 1.2T-120W-150H x SUS304/316L | [5 empty] | Pc |  |  |  |  | 1 | 1 | 1 | 1 | 1 | 1 | 0 | Rp | 150000 | 6.8241e-05 | 1 | 0.1728 | 0 | 0 | [9 empty] | 0 |  | 0
| Label, Identity - Logo/Nameplate Sticker Type | [5 empty] | Pc |  |  |  |  | 1 | 1 | 0 | 0 | 1 | 1 | 0 | Rp | 10000 | 6.8241e-05 | 1 | 0 | 0 | 0 | 1 |  | 1 | 1 | 1 | 1 |  |  |  | 0 |  | 0
| Label, Identity - Serial Number Sticker Type | [5 empty] | Pc |  |  |  |  | 1 | 1 | 0 | 0 | 1 | 1 | 0 | Rp | 400 | 6.8241e-05 | 1 | 0 | 0 | 0 | 1 |  | 1 | 1 | 1 | 1 |  |  |  | 0 |  | 0
| Label, Identity - Packing/Carton Sticker | [5 empty] | Pc |  |  |  |  | 1 | 1 | 0 | 0 | 1 | 1 | 0 | Rp | 400 | 6.8241e-05 | 1 | 0 | 0 | 0 | 0 |  | 0 | 0 | 0 | 0 |  |  |  | 0 |  | 0
| Label, User Caution - High Voltage Caution | [5 empty] | Pc |  |  |  |  | 1 | 1 | 1 | 1 | 1 | 1 | 1 | Rp | 282.5 | 6.8241e-05 | 1 | 0 | 0 | 0.019278 | 1 |  | 1 | 1 | 1 | 1 |  |  |  | 0 |  | 0.019278
| Label, User Caution - Fan Moving Caution | [5 empty] | Pc |  |  |  |  | 1 | 1 | 1 | 1 | 1 | 1 | 1 | Rp | 282.5 | 6.8241e-05 | 1 | 0 | 0 | 0.019278 | 1 |  | 1 | 1 | 1 | 1 |  |  |  | 0 |  | 0.019278
| Label, User Caution - High Temperature Caution | [5 empty] | Pc |  |  |  |  | 1 | 1 | 1 | 1 | 1 | 1 | 1 | Rp | 282.5 | 6.8241e-05 | 1 | 0 | 0 | 0.019278 | 1 |  | 1 | 1 | 1 | 1 |  |  |  | 0 |  | 0.019278
| Label, User Caution - Pressurized Holding Charge | [5 empty] | Pc |  |  |  |  | 1 | 1 | 1 | 1 | 1 | 1 | 1 | Rp | 282.5 | 6.8241e-05 | 1 | 0 | 0 | 0.019278 | 1 |  | 1 | 1 | 1 | 1 |  |  |  | 0 |  | 0.019278
| Label, User Caution - Warning, Electric Shock | [5 empty] | Pc |  |  |  |  | 1 | 1 | 1 | 1 | 1 | 1 | 1 | Rp | 282.5 | 6.8241e-05 | 1 | 0 | 0 | 0.019278 | 1 |  | 1 | 1 | 1 | 1 |  |  |  | 0 |  | 0.019278
| Label, User Caution - Warning, Inspection Power Off | [5 empty] | Pc |  |  |  |  | 1 | 1 | 1 | 1 | 1 | 1 | 1 | Rp | 282.5 | 6.8241e-05 | 1 | 0 | 0 | 0.019278 | 1 |  | 1 | 1 | 1 | 1 |  |  |  | 0 |  | 0.019278
| Label, User Instruction - IOM | [5 empty] | Pc |  |  |  |  | 1 | 1 | 1 | 1 | 1 | 1 | 0 | Rp | 35000 | 6.8241e-05 | 1 | 0 | 0 | 0 | 0 |  | 0 | 0 | 0 | 0 |  |  |  | 0 |  | 0
| Label, User Instruction - Wiring Diagram | [5 empty] | Pc |  |  |  |  | 1 | 1 | 1 | 1 | 1 | 1 | 1 | Rp | 850 | 6.8241e-05 | 1 | 0 | 0 | 0.058005 | 1 |  | 1 | 1 | 1 | 1 |  |  |  | 0 |  | 0.058005
| Label, User Instruction - System Installation | [5 empty] | Pc |  |  |  |  | 1 | 1 | 1 | 1 | 1 | 1 | 1 | Rp | 99.4 | 6.8241e-05 | 1 | 0 | 0 | 0.0067831 | 1 |  | 1 | 1 | 1 | 1 |  |  |  | 0 |  | 0.0067831
| Label, User Instruction - TXV Installation | [5 empty] | Pc |  |  |  |  | 1 | 1 | 1 | 1 | 1 | 1 | 1 | Rp | 99.4 | 6.8241e-05 | 1 | 0 | 0 | 0.0067831 | 1 |  | 1 | 1 | 1 | 1 |  |  |  | 0 |  | 0.0067831
| Label, User Instruction - Controls Installation | [5 empty] | Pc |  |  |  |  | 1 | 1 | 1 | 1 | 1 | 1 | 1 | Rp | 99.4 | 6.8241e-05 | 1 | 0 | 0 | 0.0067831 | 1 |  | 1 | 1 | 1 | 1 |  |  |  | 0 |  | 0.0067831
| Label, User Instruction - Hi/Lo Pressure Switch | [5 empty] | Pc |  |  |  |  | 1 | 1 | 1 | 1 | 1 | 1 | 1 | Rp | 99.4 | 6.8241e-05 | 1 | 0 | 0 | 0.0067831 | 1 |  | 1 | 1 | 1 | 1 |  |  |  | 0 |  | 0.0067831
| Label, User Instruction - IN/OUT Circuit | [5 empty] | Pc |  |  |  |  | 1 | 1 | 1 | 1 | 1 | 1 | 1 | Rp | 99.4 | 6.8241e-05 | 1 | 0 | 0 | 0.0067831 | 1 |  | 1 | 1 | 1 | 1 |  |  |  | 0 |  | 0.0067831
| Label, User Instruction - Grounding | [5 empty] | Pc |  |  |  |  | 1 | 1 | 1 | 1 | 1 | 1 | 1 | Rp | 99.4 | 6.8241e-05 | 1 | 0 | 0 | 0.0067831 | 1 |  | 1 | 1 | 1 | 1 |  |  |  | 0 |  | 0.0067831
| Tag, Inspection : SO & Unit Spec | [5 empty] | Pc |  |  |  |  | 1 | 1 | 1 | 1 | 1 | 1 | 1 | Rp | 48.5 | 6.8241e-05 | 1 | 0 | 0 | 0.0033097 | 1 |  | 1 | 1 | 1 | 1 |  |  |  | 0 |  | 0.0033097
| Tag, Inspection - QC Coil Leak Pas | [5 empty] | Pc |  |  |  |  | 1 | 1 | 1 | 1 | 1 | 1 | 1 | Rp | 48.5 | 6.8241e-05 | 1 | 0 | 0 | 0.0033097 | 1 |  | 1 | 1 | 1 | 1 |  |  |  | 0 |  | 0.0033097
| Tag, Inspection - QC Coil Circuit Pass | [5 empty] | Pc |  |  |  |  | 1 | 1 | 1 | 1 | 1 | 1 | 1 | Rp | 48.5 | 6.8241e-05 | 1 | 0 | 0 | 0.0033097 | 1 |  | 1 | 1 | 1 | 1 |  |  |  | 0 |  | 0.0033097
| Tag, Inspection - QC Unit Pipe Leak Pass | [5 empty] | Pc |  |  |  |  | 1 | 1 | 1 | 1 | 1 | 1 | 1 | Rp | 48.5 | 6.8241e-05 | 1 | 0 | 0 | 0.0033097 | 1 |  | 1 | 1 | 1 | 1 |  |  |  | 0 |  | 0.0033097
| Tag, Inspection - QC Unit Current Leak/HiPot Pass | [5 empty] | Pc |  |  |  |  | 1 | 1 | 1 | 1 | 1 | 1 | 1 | Rp | 48.5 | 6.8241e-05 | 1 | 0 | 0 | 0.0033097 | 1 |  | 1 | 1 | 1 | 1 |  |  |  | 0 |  | 0.0033097
| Tag, Inspection - QC Unit Pulley Alignment Pass | [5 empty] | Pc |  |  |  |  | 1 | 1 | 1 | 1 | 1 | 1 | 1 | Rp | 48.5 | 6.8241e-05 | 1 | 0 | 0 | 0.0033097 | 1 |  | 1 | 1 | 1 | 1 |  |  |  | 0 |  | 0.0033097
| Tag, Inspection - QC Unit Fan Run Pass | [5 empty] | Pc |  |  |  |  | 1 | 1 | 1 | 1 | 1 | 1 | 1 | Rp | 48.5 | 6.8241e-05 | 1 | 0 | 0 | 0.0033097 | 1 |  | 1 | 1 | 1 | 1 |  |  |  | 0 |  | 0.0033097
| Tag, Inspection - QC Unit Compressor Run Pass | [5 empty] | Pc |  |  |  |  | 1 | 1 | 1 | 1 | 1 | 1 | 1 | Rp | 48.5 | 6.8241e-05 | 1 | 0 | 0 | 0.0033097 | 1 |  | 1 | 1 | 1 | 1 |  |  |  | 0 |  | 0.0033097
| Tag, Inspection - QC Unit Final Assy Pass | [5 empty] | Pc |  |  |  |  | 1 | 1 | 1 | 1 | 1 | 1 | 1 | Rp | 48.5 | 6.8241e-05 | 1 | 0 | 0 | 0.0033097 | 1 |  | 1 | 1 | 1 | 1 |  |  |  | 0 |  | 0.0033097
| ASSEMBLY: Crating | [5 empty] | Uom | Ø | T | L | W | CF | V/A/L | n | UF | WF | 1 | Qty | Fx | U/P | EF | LF |  | 0 | 0.22981 | SCU75M1 |  | SCU75M1 | SCU100M1 | SCU125M1 | SCU150M1 |  |  |  |  | 0 |  | 0.22981
| Stretch Film SF 0.017mmT x 0.5mW x 100mL (H x W/D) | Stretch Film SF 0.017mmT x 0.5mW x 100mL |  |  |  |  | m2 |  |  | 950 | 4126 | 2 | 3.9197 | 1 | 7.8394 | 1 | 1 | 7.8394 | Rp | 233.3333 | 6.8241e-05 | 1 | 0 | 0 | 0.12483 | 1 |  | 1 | 1 | 1 | 1 |  |  |  | 0 |  | 0.12483
| Stretch Film SF 0.017mmT x 0.5mW x 100mL (D x H/W) | Stretch Film SF 0.017mmT x 0.5mW x 100mL |  |  |  |  | m2 |  |  | 1188 | 2775 | 2 | 3.2967 | 1 | 6.5934 | 1 | 1 | 6.5934 | Rp | 233.3333 | 6.8241e-05 | 1 | 0 | 0 | 0.10499 | 1 |  | 1 | 1 | 1 | 1 |  |  |  | 0 |  | 0.10499
| Nails, Crating Packing | Nails, 5cm |  |  |  |  | Pc |  |  |  |  | 0 | 1 | 120 | 0 | 1 | 1 | 0 | Rp | 23.125 | 6.8241e-05 | 1 | 0 | 0 | 0 | 1 |  | 1 | 1 | 1 | 1 |  |  |  | 0 |  | 0
| Wooden Crate | [5 empty] | m3 |  | 950 | 875 | 1188 | 0 | 0.98753 | 1 | 0 | 1 | 1 | 0 | Rp | 1000000 | 6.8241e-05 | 1 | 0 | 0 | 0 | 1 |  | 1 | 1 | 1 | 1 |  |  |  | 0 |  | 0
| PROVISION: Refrigerant Charge | [5 empty] | Uom | Ø | T | L | W | CF | V/A/L | n | UF | WF | 0 | Qty | Fx | U/P | EF | LF |  | 0 | 0 | SCU75M1 |  | SCU75M1 | SCU100M1 | SCU125M1 | SCU150M1 |  |  |  |  | 0 |  | 0
| Provision for R407c Charge | Refrigerant : R407C, 13.6kg Can (10kG) |  |  |  |  | kG |  |  |  |  | 1 | 1 | 1 | 1 | 1.135 | 0 | 0 | Rp | 180000 | 6.8241e-05 | 1 | 1 | 0 | 0 | 6 |  | 6 | 8 | 10 | 12 |  |  |  | 0 |  | 0
| PROVISION: Subcon & Fastening | [5 empty] | Uom | Ø | T | L | W | CF | V/A/L | n | UF | WF | 1 | Qty | Fx | U/P | EF | LF |  | 0 | 41.5666 | SCU75M1 |  | SCU75M1 | SCU100M1 | SCU125M1 | SCU150M1 |  |  |  |  | 0 |  | 41.5666
| Provision for Sheet Metal Fabrication | [5 empty] | Lot |  |  |  |  | 5% | 1 | 1 | 5% | 1 | 1 | 5% | USD | 831.3321 | 1 | 1 | 0 | 0 | 41.5666 | 1 |  | 1 | 1 | 1 | 1 |  |  |  | 0 |  | 41.5666
| Provision for Fasteners | [5 empty] | Lot |  |  |  |  | 2.5% | 1 | 1 | 2.5% | 1 | 0 | 0% | USD | 831.3321 | 1 | 1 | 0 | 0 | 0 | 1 |  | 1 | 1 | 1 | 1 |  |  |  | 0 |  | 0
| PROVISION: Operating Supplies | [5 empty] | Uom | Ø | T | L | W | CF | V/A/L | n | UF | WF | 1 | Qty | Fx | U/P | EF | LF |  | 0 | 5.576 | SCU75M1 |  | SCU75M1 | SCU100M1 | SCU125M1 | SCU150M1 |  |  |  |  | 0 |  | 5.576
| Provision for Abrasive Supplies | [5 empty] | Lot |  |  |  |  | 0.1253% | 1 | 1 | 0.1253% | 1 | 1 | 0.1253% | USD | 831.3321 | 1 | 1 | 0 | 0 | 1.0415 | 1 |  | 1 | 1 | 1 | 1 |  |  |  | 0 |  | 1.0415
| Provision for Adhesive Supplies | [5 empty] | Lot |  |  |  |  | 0.03755% | 1 | 1 | 0.03755% | 1 | 1 | 0.03755% | USD | 831.3321 | 1 | 1 | 0 | 0 | 0.31217 | 1 |  | 1 | 1 | 1 | 1 |  |  |  | 0 |  | 0.31217
| Provision for Cleaning Supplies | [5 empty] | Lot |  |  |  |  | 0.02655% | 1 | 1 | 0.02655% | 1 | 1 | 0.02655% | USD | 831.3321 | 1 | 1 | 0 | 0 | 0.22068 | 1 |  | 1 | 1 | 1 | 1 |  |  |  | 0 |  | 0.22068
| Provision for Coating Supplies | [5 empty] | Lot |  |  |  |  | 0.0817% | 1 | 1 | 0.0817% | 1 | 1 | 0.0817% | USD | 831.3321 | 1 | 1 | 0 | 0 | 0.67922 | 1 |  | 1 | 1 | 1 | 1 |  |  |  | 0 |  | 0.67922
| Provision for Cutting Supplies | [5 empty] | Lot |  |  |  |  | 0.09957% | 1 | 1 | 0.09957% | 1 | 1 | 0.09957% | USD | 831.3321 | 1 | 1 | 0 | 0 | 0.82779 | 1 |  | 1 | 1 | 1 | 1 |  |  |  | 0 |  | 0.82779
| Provision for Drill Supplies | [5 empty] | Lot |  |  |  |  | 0.03446% | 1 | 1 | 0.03446% | 1 | 1 | 0.03446% | USD | 831.3321 | 1 | 1 | 0 | 0 | 0.28649 | 1 |  | 1 | 1 | 1 | 1 |  |  |  | 0 |  | 0.28649
| Provision for Packing Supplies | [5 empty] | Lot |  |  |  |  | 0.06574% | 1 | 1 | 0.06574% | 1 | 1 | 0.06574% | USD | 831.3321 | 1 | 1 | 0 | 0 | 0.54655 | 1 |  | 1 | 1 | 1 | 1 |  |  |  | 0 |  | 0.54655
| Provision for Protective Wear Supplies | [5 empty] | Lot |  |  |  |  | 0.07726% | 1 | 1 | 0.07726% | 1 | 1 | 0.07726% | USD | 831.3321 | 1 | 1 | 0 | 0 | 0.64227 | 1 |  | 1 | 1 | 1 | 1 |  |  |  | 0 |  | 0.64227
| Provision for Tape Supplies | [5 empty] | Lot |  |  |  |  | 0.1133% | 1 | 1 | 0.1133% | 1 | 1 | 0.1133% | USD | 831.3321 | 1 | 1 | 0 | 0 | 0.94201 | 1 |  | 1 | 1 | 1 | 1 |  |  |  | 0 |  | 0.94201
| Provision for Vessel Bit Supplies | [5 empty] | Lot |  |  |  |  | 0.00736% | 1 | 1 | 0.00736% | 1 | 1 | 0.00736% | USD | 831.3321 | 1 | 1 | 0 | 0 | 0.061189 | 1 |  | 1 | 1 | 1 | 1 |  |  |  | 0 |  | 0.061189
| Provision for Welding Supplies | [5 empty] | Lot |  |  |  |  | 0.001947% | 1 | 1 | 0.001947% | 1 | 1 | 0.001947% | USD | 831.3321 | 1 | 1 | 0 | 0 | 0.01619 | 1 |  | 1 | 1 | 1 | 1 |  |  |  | 0 |  | 0.01619
| PROVISON: Tests & Certification | [5 empty] | Uom | Ø | T | L | W | CF | V/A/L | n | UF | WF | 1 | Qty | Fx | U/P | EF | LF |  | 0 | 0 | SCU75M1 |  | SCU75M1 | SCU100M1 | SCU125M1 | SCU150M1 |  |  |  |  | 0 |  | 0
| Provision for Skid Analysis: Loading Plan/Lifting Plan/Anchor Plan | [5 empty] | Lot |  |  |  |  | 1 | 1 | 1 | 1 | 1 | 0 | 0 | Rp | 5500000 | 6.8241e-05 | 1 | 0 | 0 | 0 | 1 |  | 1 | 1 | 1 | 1 |  |  |  | 0 |  | 0
| Provision for Welder Certification & WPS | [5 empty] | Lot |  |  |  |  | 1 | 1 | 1 | 1 | 1 | 0 | 0 | Rp | 13500000 | 6.8241e-05 | 1 | 0 | 0 | 0 | 1 |  | 1 | 1 | 1 | 1 |  |  |  | 0 |  | 0
| Provision for NDT: WPE & MPT | [5 empty] | Lot |  |  |  |  | 1 | 1 | 1 | 1 | 1 | 0 | 0 | Rp | 5500000 | 6.8241e-05 | 1 | 0 | 0 | 0 | 1 |  | 1 | 1 | 1 | 1 |  |  |  | 0 |  | 0
| Provision for NDT: Load Test | [5 empty] | Lot |  |  |  |  | 1 | 1 | 1 | 1 | 1 | 0 | 0 | Rp | 3000000 | 6.8241e-05 | 1 | 0 | 0 | 0 | 1 |  | 1 | 1 | 1 | 1 |  |  |  | 0 |  | 0
| Provision for FAT | [5 empty] | Lot |  |  |  |  | 1 | 1 | 1 | 1 | 1 | 0 | 0 | Rp | 450000 | 6.8241e-05 | 1 | 0 | 0 | 0 | 3 |  | 3 | 3 | 3 | 3 |  |  |  | 0 |  | 0
| Provision for ATEX Certification | [5 empty] | Lot |  |  |  |  | 1 | 1 | 1 | 1 | 1 | 0 | 0 | USD | 0 | 1 | 1 | 0 | 0 | 0 | 1 |  | 1 | 1 | 1 | 1 |  |  |  | 0 |  | 0
| Unit Weight (kG) / Unit Cost (USD) | [22 empty] | 177.7969 | 878.4747 | 1495.9441 |  | 1495.9441 | 0 | 0 | 0 |  |  |  | 177.7969 | 177.7969 | 878.4747 | 878.4747
[23 empty] | U/C | 14654 | 878.4747
[23 empty] | GP | 15%
[23 empty] | U/P |  | 1033.4996
15144903.8559
Note on E20: Rp54,000/kG
Note on G20: Rp54,000/kG
Note on AZ139: CMH
Note on BA139: CMH
Note on BB139: CMH
Note on BC139: CMH
Note on M188: CF = Conversion Factor : CF = Density kG/m3 CF = Usage kG.m2 CF = Usage kG/mm CF = Usage Liter/m2
Note on N188: V/A/L = Measurement : V = Measure by Vol (m3) A = Measure by Area (m2) L = Measure by Length (m)
Note on Q188: Waste Factor : WF
Note on R388: Suction Rotalock Provided on SHR
Note on R393: Discharge Rotalock Provided on SHR
Note on R398: Suction Rotalock Provided on SHR
Note on BR541: OD Gland
Note on BS541: Max Cable OD
Note on BT541: Cable Size Range
Note on B642: Weld Penetrant Examination Magnetic Particle Test
Note on B645: LCIIE 1. $45,000 (5 type test) 2. Travel cost 3. Accommodation cost 4. Mobilisation 3 days 5. Testing 2 days per Type

## AHU IU1
|  |  | H | D | W |  |  |  |  | Profile | Section No.
|  |  | 1420 | 3250 | 1930 | 6.2725 | 110 |  | DS | 5060Y(NA06) | 2
|  |  | 4 |  | 6 |  | 1453.66 | RM
| NO | DESCRIPTION | Unit Costing
|  |  | Usage |  | Price (Fcy) |  | Factors |  |  | Cost (US$)
|  |  | Uom | Qty | U/P(Fcy) |  | EF | LF | WF | U/C | Total | Sub Total | [9 empty] | t | h | w | @ | kg | qty | kg total | rp | Material | Bending | Total
[7 empty] | 17500 | [13 empty] | W | 2 | 1930 | 250 | 7860 | 7.5849 | 2 | 15.1698 | 21500 | 326150.7 | 24000 | 350150.7
| FRAME | [12 empty] | PROFILE TYPE | H | D | W |  |  |  | D | 2 | 3250 | 250 | 7860 | 12.7725 | 2 | 25.545 | 21500 | 549217.5 | 9000 | 558217.5
| 1 | PENTAPOST DS5060Y(NA06)H | M | 10.016 | RP | 174015 | 5.7143e-05 | 1 | 1.05 | 10.4409 | 0 |  | 17.7584 | 1520T(NA06) | 10.8 | 25.44 | 14.88 |  | 17064 | 21524.4 | H | 2 | 1420 | 200 | 7860 | 4.4645 | 2 | 8.929 | 21500 | 191972.64 | 9000 | 200972.64
| 2 | PENTAPOST DS5060Y(NA06)D | M | 24.656 | RP | 174015 | 5.7143e-05 | 1 | 1.05 | 10.4409 | 0 |  | 43.7151 | 1520T(NA20) | 10.8 | 25.44 | 14.88 |  | 38394 | 29106 | Support Blower | 2 | 1930 | 300 | 7860 | 9.1019 | 2 | 18.2038 | 21500 | 391380.84 | 18000 | 409380.84
| 3 | PENTAPOST DS5060Y(NA06)W | M | 14.096 | RP | 174015 | 5.7143e-05 | 1 | 1.05 | 10.4409 | 0 |  | 24.9922 | 1540T(NA06) | 10.416 | 25.056 | 14.496 |  | 67054 | 62302 | Channel Atas | 1.5 | 1625 | 250 | 7860 | 4.7897 | 4 | 19.1588 | 16000 | 306540
| 4 | CENTERPOST DS5060Y(NA06)H | M | 2.7 | RP | 131975 | 5.7143e-05 | 1 | 1.05 | 7.9185 | 0 |  | 2.9511 | 1540T(NA20) | 10.416 | 25.056 | 14.496 |  | 90598 | 71914 | Support | 1.5 | 3250 | 200 | 7860 | 7.6635 | 4 | 30.654 | 16000 | 490464
| 5 | CENTERPOST DS5060Y(NA06)D | M | 3.18 | RP | 131975 | 5.7143e-05 | 1 | 1.05 | 7.9185 | 0 |  | 3.4757 | 2540Y(NA06) | 10.432 | 25.072 | 14.512 | [10 empty] | 117.6603 |  | 2255725.68 | 155.5673
| 6 | CENTERPOST DS5060Y(NA06)Door | M | 3.11 | RP | 131975 | 5.7143e-05 | 1 | 1.05 | 7.9185 | 0 |  | 3.3992 | 2540Y(NA20) | 10.432 | 25.072 | 14.512 |  | 35 | 40
| 7 | CENTERPOST DS5060Y(NA06)W | M | 3.72 | RP | 131975 | 5.7143e-05 | 1 | 1.05 | 7.9185 | 0 |  | 4.066 | 5060Y(NA06) | 10.016 | 24.656 | 14.096 |  | 59 | 80
| 8 | PANEL CLIP BIG | M | 122.956 | RP | 15150 | 5.7143e-05 | 1 | 1.05 | 0.909 | 0 |  | 24.8371 | 5060Y(NA20) | 10.016 | 24.656 | 14.096 |  | 58 | 82
| 9 | PANEL CLIP SMALL | M | 30.739 | RP | 15150 | 5.7143e-05 | 1 | 1.05 | 0.909 | 0 |  | 6.2093 | 5060N(NA06) | 10.08 | 24.72 | 14.16 |  | 84 | 134
| 10 | RUBBER INSERT | M | 153.695 | RP | 10000 | 5.7143e-05 | 1 | 1.05 | 0.6 | 0 |  |  | 5060A(NA20) | 10.08 | 24.72 | 14.16
| 11 | GASKET | M | 153.695 | RP | 10000 | 5.7143e-05 | 1 | 1.05 | 0.6 | 0 |  |  | 2550T(304) | 10.56 | 26 | 15.44
| 12 | CORNERPIECE DS5060Y(NA06) | PCS | 16 | RP | 84000 | 5.7143e-05 | 1 | 1 | 4.8 | 0 |  | 6.7962 | 2550T(316) | 10.56 | 26 | 15.44
| 13 | OMEGA JOINT DS5060Y(NA06) | PCS | 14 | RP | 24000 | 5.7143e-05 | 1 | 1 | 1.3714 | 945.2537 | 16541939.5275 | 0.79279 | 5070T(304) | 10.24 | 26 | 15.44
| LEG/SKID | [12 empty] | 5070T(316) | 10.24 | 26 | 15.44 | 2584 | 892
| 14 | Leg | kg | 164.7244 | RP | 30000 | 5.7143e-05 | 1 | 1.2 | 2.0571 | 130.2577 | 2279509.254 | 164.7244 | 2540A(304) | 10.72 | 26 | 15.44 | 2664 | 972
| 15 | STRUCTUR | kg | 1 | RP | 0 | 5.7143e-05 | 1 | 1 | 0 | 311.6879 | 5454538.3746 | 1 | 2540A(316) | 10.72 | 26 | 15.44 | -80 | -80
| FLANGE & FAN CONNECTION | [12 empty] | 4550A(304) | 10.56 | 26 | 15.44
| 16 | Grill Flange SA | m2 | 0 | RP | 500000 | 5.7143e-05 | 1 | 1 | 28.5714 | 0 | 0 |  | 4550A(316) | 10.56 | 26 | 15.44
| 17 | Grill Flange RA | m2 | 0 | RP | 500000 | 5.7143e-05 | 1 | 1 | 28.5714 | 0 | 0
| 18 | Blower Duct / Damper RA | SET | 0 | RP | 801647.8384 | 5.7143e-05 | 1 | 1 | 45.8084 | 0 | 0
| 19 | Blower Duct / Damper SA | SET | 0 | RP | 801647.8384 | 5.7143e-05 | 1 | 1 | 45.8084 | 0 | 0 | [8 empty] | 0.504 | RAG/FAG
| PANEL | [19 empty] | 694444.4444 | per m2
| 20 | PANEL (PU+GI+CB) | M2 | 23.8263 | USD | 17.677 | 1 | 1 | 1.2 | 21.2124 | 505.4136 | 0 | 57.1832 | PANEL
| 21 | PANEL (PU+GI+CB) | PCS | 0 | RP | 52000 | 5.7143e-05 | 1 | 1 | 2.9714 | 0 | 0 |  |  | 211985.4
| DOOR | [12 empty] | 1520T(NA06) | 12.1135 | 26.2098 |  |  |  |  | 0.72 | RAG/FAG
| 22 | Access Door | PCS | 1 | USD | 80 | 1 | 1.5 | 1 | 120 | 120 | 1980000 |  |  | 211985.4 | [5 empty] | 993055.5556 | per m2
| 23 | MFG 125 DS50 | PCS | 0 | RP | 100000 | 5.7143e-05 | 1 | 1 | 5.7143 | 0 | 0 |  | 1520T(NA20) | 12.1135 | 26.2098
| 24 | MFG 134 | PCS | 0 | RP | 0 | 5.7143e-05 | 1 | 1 | 0 | 0 | 0 |  |  | 211985.4
| FAN & MOTOR | [12 empty] | 1540T(NA06) | 12.1135 | 25.1826
AT 00/00-X | 25 | SYD 450 R | PCS | 1 | USD | 257 | 1 | 2.5 | 1 | 642.5 | 642.5 | 10601250 | 57 |  | 211985.4
| 26 | Motor 7.5kW-4P | PCS | 1 | USD | 362.9 | 1 | 2 | 1.2 | 870.96 | 870.96 | 14370840 |  | 1540T(NA20) | 12.1135 | 25.1826
PB | 27 | 2SPA212 | PCS | 1 | RP | 1720000 | 5.7143e-05 | 1 | 1 | 98.2857 | 98.2857 | 1621714.2857 |  |  | 235985.4
PM | 28 | 2SPA150 | PCS | 1 | RP | 910000 | 5.7143e-05 | 1 | 1 | 52 | 52 | 858000 |  | 2540Y(NA06) | 13.4849 | 25.1317
| 29 | Bush 2517 | PCS | 1 | RP | 330000 | 5.7143e-05 | 1 | 1 | 18.8571 | 18.8571 | 311142.8571 |  |  | 235985.4
| 30 | Bush 2012 | PCS | 1 | RP | 185000 | 5.7143e-05 | 1 | 1 | 10.5714 | 10.5714 | 174428.5714 |  | 2540Y(NA20) | 13.4849 | 25.1317
| 31 | V-BELT SPA | PCS | 2 | USD | 20 | 1 | 1 | 1 | 20 | 40 | 660000 |  |  | 309347.4
| 32 | RUBBER, RM 2B ORANGE | PCS | 0 | RP | 70000 | 5.7143e-05 | 1 | 1 | 4 | 0 | 0 |  | 5060Y(NA06) | 17.677 | 23.8263
| 33 | Spring Mounting YDS A100-Grey | PCS | 0 | USD | 6 | 1 | 1.5 | 1 | 9 | 0 | 0 |  |  | 295985.4
| 34 | Spring Mounting YDS A 160 TAN | PCS | 0 | USD | 54 | 1 | 1 | 1 | 54 | 0 | 0 |  | 5060Y(NA20) | 16.9135 | 23.8263
| 35 | Spring Mounting YDS | PCS | 4 | RP | 250000 | 5.7143e-05 | 1 | 1 | 14.2857 | 57.1429 | 942857.1429 |  |  | 295985.4
| FILTER | [12 empty] | 5060N(NA06) | 16.9135 | 24.2495
| 36 | Pre Filter 24x24x2 G4 | PCS | 2 | RP | 209500 | 5.7143e-05 | 1 | 1 | 11.9714 | 23.9429 | 395057.1429 |  |  | 295985.4
| 37 | Pre Filter 24x12x2 | PCS | 3 | RP | 130000 | 5.7143e-05 | 1 | 1 | 7.4286 | 22.2857 | 367714.2857 |  | 5060A(NA20) | 16.9135 | 24.2495
| 38 | Pre Filter 20x25x1 | PCS | 0 | RP | 74500 | 5.7143e-05 | 1 | 1 | 4.2571 | 0 | 0 |  |  | 532000
| 39 | med Filter 24"x24" (F8) | PCS | 0 | RP | 654000 | 5.7143e-05 | 1 | 1 | 37.3714 | 0 | 0 |  | 2550T(304) | 30.4 | 24.6762
| 40 | Med Filter 24"x12" | PCS | 0 | RP | 489500 | 5.7143e-05 | 1 | 1 | 27.9714 | 0 | 0 |  |  | 532000
| 41 | Hepa Filter 24"x24" | PCS | 0 | RP | 1500000 | 5.7143e-05 | 1 | 1 | 85.7143 | 0 | 0 |  | 2550T(316) | 30.4 | 24.6762
| 42 | Hepa Filter 24"x12" | PCS | 0 | RP | 1200000 | 5.7143e-05 | 1 | 1 | 68.5714 | 0 | 0 |  |  | 592000
| 43 | Carbon Filter 24"x24" (F7) | PCS | 0 | RP | 500000 | 5.7143e-05 | 1 | 1 | 28.5714 | 0 | 0
| 44 | Carbon Filter 24"x12" | PCS | 0 | RP | 350000 | 5.7143e-05 | 1 | 1 | 20 | 0 | 0 |  | 5070T(304) | 33.8286 | 23.9256
| 45 | Filter Rail | SET | 1 | RP | 1000000 | 5.7143e-05 | 1 | 1 | 57.1429 | 57.1429 | 942857.1429 |  |  | 592000
| COIL | [12 empty] | 5070T(316) | 33.8286 | 23.9256
| 45 | Coil DX | set | 1 | RP | 19388613.5158 | 5.7143e-05 | 1 | 1 | 1107.9208 | 1107.9208 | 18280692.7435 |  |  | 532000
| 46 | Drainpan SS | Pcs | 0 | Usd | 50.3084 | 1 | 1 | 1 | 50.3084 | 0 | 0 |  | 2540A(304) | 30.4 | 25.4376
| 47 | PE POAM + STRIP, POST | m2 | 10 | RP | 60000 | 5.7143e-05 | 1 | 1 | 3.4286 | 34.2857 | 565714.2857 |  |  | 532000
| ELECTRICAL | [12 empty] | 2540A(316) | 30.4 | 25.4376
| 48 | Control Box | SET | 1 | RP | 5000000 | 5.7143e-05 | 1 | 1 | 285.7143 | 285.7143 | 4714285.7143 |  |  | 580000
| 49 | Controller | SET | 1 | RP | 3500000 | 5.7143e-05 | 1 | 1 | 200 | 200 | 3300000 |  | 4550A(304) | 33.1429 | 24.9288
| 50 | Starter | SET | 0 | RP | 0 | 5.7143e-05 | 1 | 1 | 0 | 0 | 0 |  |  | 580000
| 51 | Terminal Block | SET | 0 | RP | 0 | 5.7143e-05 | 1 | 1 | 0 | 0 | 0 |  | 4550A(316) | 33.1429 | 24.9288
| 52 | Cable Bush | SET | 0 | RP | 0 | 5.7143e-05 | 1 | 1 | 0 | 0 | 0
| 53 | Cable NYAF | SET | 0 | RP | 0 | 5.7143e-05 | 1 | 1 | 0 | 0 | 0
| 54 | Terminal Ring/Fork/Socket/Insulation | SET | 0 | RP | 0 | 5.7143e-05 | 1 | 1 | 0 | 0 | 0
| 55 | Cable Wrap | SET | 0 | RP | 0 | 5.7143e-05 | 1 | 1 | 0 | 0 | 0
LABEL & PACKING
| 56 | Label | SET | 1 | RP | 50000 | 5.7143e-05 | 1 | 1 | 2.8571 | 2.8571 | 47142.8571
| 57 | Packing | SET | 1 | RP | 50000 | 5.7143e-05 | 1 | 1 | 2.8571 | 2.8571 | 47142.8571
ETC
| 58 | Coating | PCS | 0 | RP | 0 | 5.7143e-05 | 1 | 1.2 | 0 | 0 | 0
| 59 | DPG Magnehelic | PCS | 0 | USD | 106.6667 | 1 | 1.55 | 1 | 165.3333 | 0 | 0
| 60 | View Port | PCS | 0 | USD | 10 | 1 | 2 | 1 | 20 | 0 | 0
UVC | 61 | ESL 80W x 843mmL | PCS | 0 | USD | 41 | 1 | 1.55 | 1 | 63.55 | 0 | 0
| 62 | LED Lamp ZKLED-EX-401E | PCS | 0 | USD | 10 | 1 | 2 | 1 | 20 | 0 | 0
| 63 | FASTENER | LOT | 1 | RP | 2000000 | 5.7143e-05 | 1 | 1 | 114.2857 | 114.2857 | 1885714.2857
| 64 | Electrical Heater | Set | 0 | USD | 23.62 | 1 | 2.5 | 1 | 59.05 | 0 | 0
| 65 | PALLET | LOT | 1 | RP | 1000000 | 5.7143e-05 | 1 | 1 | 57.1429 | 57.1429 | 942857.1429
OPERATION
| 66 | OPERATING SUPPLY | LOT | 15% | USD | 5711.3651 | 1 | 1 | 1 | 5711.3651 | 856.7048 | 14135628.5566
[11 empty] | 6633.7505 | 116090634.3223
[9 empty] | Margin | 35% | 10205.7701 | 178600975.8804
178700000
116090634.3223
116091000

## VolDamperCost2023 RA
ThermalTrue® | [18 empty] | 11111111111111111111111111111111111111111111111111111111111111111111111111111111111111111111111111111111111111111111111111111111111111111111111111111111111111111111111111111111111111111111111111111111111111111111111111111111111111111111111111111111111111111111111111111111111111111111111111111111111111111111111111111111111111111111111111111111111111111111111111111111111111111111111111111111111111111111111111111111111111111111111111111111111111111111111111111111111111111111111111111111111111111111111111111111111111111111111111111111111111
Project: | Yudi
Date: | 2026-03-08
Rp/USD: | 17500
Material CostList Volume Damper PS125
PickList | P/Ninternal | Parts List : Frame | UW | UC(Rp) | FOB | LF | Fx | UC |  | Cy | FOB | LF | Fx | UC |  | Rp | 1
SPHC | 0101-04-000-0 | SPHC (Hot rolled) 1.0mm x 4' x 8' x7700kG/m3 | 7700 | 18000 | [5 empty] | Rp | 18000 | 1 | 1 | 18000 |  | USD | 17500
SGCC | 0101-02-000-0 | SGCC (GI) 1.0mm x 4' x 8' x 8030kG/m3 | 8030 | 30000 | [5 empty] | Rp | 30000 | 1 | 1 | 30000 |  | Euro | 16079.99
SUS304 | 0101-05-000-0 | Stainless Stl (SUS304) 1.0mm x 4' x 8' x 7800kG/m3 | 7800 | 55000 | [5 empty] | Rp | 55000 | 1 | 1 | 55000 |  | RM | 3429.69
SUS36L | 0101-06-000-0 | Stainless Stl (SUS316L) 1.0mm x 4' x 8' x 8000kG/m3 | 8000 | 55000 | [5 empty] | Rp | 55000 | 1 | 1 | 55000 |  | Rmb | 2192.36
Al6065 | 0101-07-000-0 | Aluminium 6065 1.0mm x 4' x 8' x 2720kG/m3 | 2720 | 83085 | [5 empty] | Rp | 83085 | 1 | 1 | 83085 |  | S$ | 11262.76
ET6065 | 0102-00-000-0 | Aluminium Extrusion 6065-T5, NA | 1 | 78000 | [5 empty] | Rp | 78000 | 1 | 1 | 78000 |  | Rs | 183.43
SH5037 |  | Damper Frame : Horizontal, T/B Profile -34.4T x 125W | 1.032 | 86114.208 | 3.3024 | 1.5 | 17500 | 86688 |  | Rp | 86114.208 | 1 | 1 | 86114.208
SH5038 |  | Damper Frame : Vertical, L/R Profile - 34.4T x 125W | 1.4 | 109200 | 4.48 | 1.5 | 17500 | 117600 |  | Rp | 109200 | 1 | 1 | 109200
SH5039 |  | Damper Frame : Vertical, Center Profile - 34.4T x 125W | 1.759 | 214624.385 | 5.6288 | 1.5 | 17500 | 147756 |  | Rp | 214624.385 | 1 | 1 | 214624.385
SH5040 |  | Damper, Leaf : Flat Blade Profile - 15.7T x 108W | 0.85 | 69353.625 | 2.72 | 1.5 | 17500 | 71400 |  | Rp | 69353.625 | 1 | 1 | 69353.625
GA100 |  | Damper, Gasket : 200m/roll (密封胶条） | 0.03735 | 2454.75 | 0.1 | 1.5 | 17500 | 2625 |  | USD | 0.093514 | 1.5 | 17500 | 2454.75
AC004 |  | Damper, Gear Housing Set : PA (齿轮） | 0.12 | 20355 | 0.8 | 1.5 | 17500 | 21000 |  | USD | 0.77543 | 1.5 | 17500 | 20355
S60 |  | - Spacer | 0.005
CPS931 |  | - Gear Cover | 0.06
CPS932 |  | - Gear | 0.04
CPS933 |  | - Blade/Gear Nylon Bush | 0.005
CPS934 |  | - Blade/Gear Nylon Plug | 0.01
AC003 |  | Damper, Handle : (铝执手) | 0.37 | 117990 | 4.4 | 1.5 | 17500 | 115500 |  | USD | 4.4949 | 1.5 | 17500 | 117990
AC003.1 |  | - Handle Base | 0.13
AC003.2 |  | - Handle | 0.11
AC003.3 |  | - Handle Turning Plug | 0.07
AC003.4 |  | - Handle Lock Nut | 0.05
PMS80 |  | Damper, Actuator Base : 90W x 150L | 0.715 | 94500 | [5 empty] | USD | 3.6 | 1.5 | 17500 | 94500
WN06 | 0712-01-002-4 | Nut, Wing M06 | 0.008 | 4000 | [5 empty] | Rp | 4000 | 1 | 1 | 4000
HB0620 | 0701-03-003-4 | Bolt, Hex M06 x 20 | 0.002 | 1890 | [5 empty] | Rp | 1890 | 1 | 1 | 1890
HB0820 | 0701-04-003-4 | Bolt, Hex M08 x 20 | 0.011 | 3180 | [5 empty] | Rp | 3180 | 1 | 1 | 3180
RB10 |  | Ring Bush 10mm | 0.005 | 100 | [5 empty] | Rp | 100 | 1 | 1 | 100
SR05 |  | Snap Ring #5 | 0.002 | 100 | [5 empty] | Rp | 100 | 1 | 1 | 100
2Nm |  | Actuator 2Nm, 70sec : 0.5m2 FA | 0.5 | [6 empty] | USD
5Nm |  | Actuator 5Nm, 90sec : 1.0m2 FA | 0.5 | [6 empty] | USD
10Nm |  | Actuator 10Nm, 100sec : 2.0m2 FA | 0.5 | [6 empty] | USD
20Nm |  | Actuator 20Nm, 120sec : 4.0m2 FA | 0.9 | [6 empty] | USD
30Nm |  | Actuator 30Nm, 150sec : 6.0m2 FA | 1.4 | [6 empty] | USD
40Nm |  | Actuator 40Nm, 180sec : 8.0m2 FA | 1.4 | [6 empty] | USD
Aluminium Profile VolumeDamper Cost Estimator
W | H | <=== ENTER | SELECTED ===> | [10 empty] | W | H | 2017-12-19
500 | 410 | 1. Requested Opening Size : mmW x mmH | a. Final Opening Size : mmW x mmH | [10 empty] | 500 | 410 | Rp/USD | 17500
0 |  | 2. Mode of Actuation : Manual=0, Motorized=1 | b. No. of Damper Leaf : (Nx100) mmH / No. of Vertical Center Profile | [10 empty] | 4 | 0 | Rp/Euro | 16079.99
|  |  | c. No. of Damper Leaf / Damper Leaf Length | [10 empty] | 4 | 500 | Rp/RM | 3429.69
|  |  | d. Recommended Actuator type : m2 x Nm | [10 empty] | 0.205 | 2Nm | Rp/Rmb | 2192.36
[16 empty] | Rp/S$ | 11262.76
PickList | P/Ninternal | Item | Dimension |  |  |  |  | Usage | [5 empty] | Unit Weight |  | Unit Cost
|  |  | UoM | ODmm | Tmm | Wmm | Lmm | CF | V/A/L | n | WF | Npc | Qty | kGUoM | UW | UC (Rp) | Total(Rp)
SH5037 |  | Damper Frame : Horizontal, T/B Profile -34.4T x 125W | m |  |  |  | 568.8 | 1 | 0.5688 | 0.5688 | 1.05 | 2 | 1.1945 | 1.032 | 1.174 | 86114.208 | 102861.6992
SH5038 |  | Damper Frame : Vertical, L/R Profile - 34.4T x 125W | m |  |  |  | 410 | 1 | 0.41 | 0.41 | 1.05 | 2 | 0.861 | 1.4 | 1.148 | 109200 | 94021.2
SH5039 |  | Damper Frame : Vertical, Center Profile - 34.4T x 125W | m |  |  |  | 410 | 1 | 0.41 | 0.41 | 1.05 | 0 | 0 | 1.759 | 0 | 214624.385 | 0
SH5040 |  | Damper, Leaf : Flat Blade Profile - 15.7T x 108W | m |  |  |  | 500 | 1 | 0.5 | 0.5 | 1.05 | 4 | 2.1 | 0.85 | 1.7 | 69353.625 | 145642.6125
GA100 |  | Damper, Gasket : 200m/roll (密封胶条） | m |  |  |  | 500 | 1 | 0.5 | 0.5 | 1.05 | 10.41 | 5.4653 | 0.03735 | 0.19441 | 2454.75 | 13415.8224
PMS80 |  | Damper, Actuator Base : 90W x 150L | m |  |  |  | 150 | 1 | 0.15 | 0.15 | 1 | 0 | 0 | 0.715 | 0 | 94500 | 0
AC004 |  | Damper, Gear Housing Set : PA (齿轮） | Set |  |  |  |  | 1 | 1 | 1 | 1 | 4 | 4 | 0.12 | 0.48 | 20355 | 81420
AC003 |  | Damper, Handle : (铝执手) | Set |  |  |  |  | 1 | 1 | 1 | 1 | 1 | 1 | 0.37 | 0.37 | 117990 | 117990
2Nm |  | Actuator 2Nm, 70sec : 0.5m2 FA | Set |  |  |  |  | 1 | 1 | 1 | 1 | 0 | 0 | 0.5 | 0 | 0 | 0
|  |  | Unit Weight / Unit Cost | [11 empty] | 5.0664 |  | 555351.3341 | 2.2548
|  |  | Gross Contribution | [12 empty] | 40% | 370234.2227
|  |  | Unit Price (Rp) | [13 empty] | 925585.5568 | 1000000
[6 empty] | Class | Section | FA(m2) | USD/m2 | FOB | LF | Rp/USD |  |  |  |  | UC
|  |  | Arosio Cost |  |  | 2 | 1 | 0.205 | 117 | 23.985 | 1.8 | 17500 |  |  |  |  | 755527.5
[6 empty] | 3 | 1 | 0.205 | 135 | 27.675 | 1.8 | 17500 |  |  |  |  | 871762.5
[6 empty] | 4 | 1 | 0.205 | 310 | 63.55 | 1.8 | 17500 |  |  |  |  | 2001825
Sheet Metal VolumeDamper Cost Estimator
W | H | <=== ENTER | SELECTED ===> | [10 empty] | W | H | 2017-12-19
500 | 410 | 1. Requested Opening Size : mmW x mmH | a. Final Opening Size : mmW x mmH | [10 empty] | 500 | 410 | Rp/USD | 17500
0 |  | 2. Mode of Actuation : Manual=0, Motorized=1 | b. No. of Damper Leaf : (Nx100) mmH / No. of Vertical Center Profile | [10 empty] | 4 | 0 | Rp/Euro | 16079.99
|  |  | c. No. of Damper Leaf / Damper Leaf Length | [10 empty] | 4 | 500 | Rp/RM | 3429.69
|  |  | d. Recommended Actuator type : m2 x Nm | [10 empty] | 0.205 | 2Nm | Rp/Rmb | 2192.36
[16 empty] | Rp/S$ | 11262.76
PickList | P/Ninternal | Item | Dimension |  |  |  |  | Usage | [5 empty] | Unit Weight |  | Unit Cost
|  |  | UoM | ODmm | Tmm | Wmm | Lmm | CF | V/A/L | n | WF | Npc | Qty | kGUoM | UW | UC (Rp) | Total(Rp)
Al6065 |  | Damper Frame, Vertical L/R | kG |  | 1 | 176.5 | 470 | 2720 | 8.2955e-05 | 0.22564 | 1.1 | 2 | 0.4964 | 1 | 0.45128 | 83085 | 41243.62
Al6065 |  | Damper Frame, Horizontal T/B | kG |  | 1 | 176.5 | 500 | 2720 | 8.825e-05 | 0.24004 | 1.1 | 2 | 0.52809 | 1 | 0.48008 | 83085 | 43876.1915
Al6065 |  | Damper Frame, Vertical Center | kG |  | 1 | 176.5 | 410 | 2720 | 7.2365e-05 | 0.19683 | 1.1 | 0 | 0 | 1 | 0 | 83085 | 0
Al6065 |  | Damper Blade, Horizontal | kG |  | 1 | 123.2 | 500 | 2720 | 6.16e-05 | 0.16755 | 1.1 | 4 | 0.73723 | 1 | 0.67021 | 83085 | 61252.6548
Al6065 |  | Stopper Blade, Horizontal | kG |  | 1 | 33.3 | 500 | 2720 | 1.665e-05 | 0.045288 | 1.1 | 2 | 0.099634 | 1 | 0.090576 | 83085 | 8278.0577
Al6065 |  | Stopper Box Adjustment | kG |  | 1 | 90 | 156.5 | 2720 | 1.4085e-05 | 0.038311 | 1.1 | 1 | 0.042142 | 1 | 0.038311 | 83085 | 3501.3947
Al6065 |  | Turning Arm#1 | kG |  | 3 | 25 | 60 | 2720 | 4.5e-06 | 0.01224 | 1.1 | 2 | 0.026928 | 1 | 0.02448 | 83085 | 2237.3129
Al6065 |  | Turning Arm#2 | kG |  | 3 | 25 | 140 | 2720 | 1.05e-05 | 0.02856 | 1.1 | 1 | 0.031416 | 1 | 0.02856 | 83085 | 2610.1984
Al6065 |  | Turning Arm#3 | kG |  | 3 | 25 | 330 | 2720 | 2.475e-05 | 0.06732 | 1.1 | 1 | 0.074052 | 1 | 0.06732 | 83085 | 6152.6104
Al6065 |  | Shaft 10mmOD | kG | 10 | 5 | 580 |  | 2720 | 4.5571e-05 | 0.12395 | 1.1 | 4 | 0.5454 | 1 | 0.49582 | 83085 | 45314.464
WN06 |  | Wing Nut M6 | Pc |  |  |  |  | 1 | 1 | 1 | 1 | 1 | 1 | 0.008 | 0.008 | 4000 | 4000
HB0620 |  | Hex Bolt M6 x 20 | Pc |  |  |  |  | 1 | 1 | 1 | 1 | 1 | 1 | 0.002 | 0.002 | 1890 | 1890
HB0820 |  | Bush 3/8" | Pc |  |  |  |  | 1 | 1 | 1 | 1 | 8 | 8 | 0.011 | 0.088 | 3180 | 25440
RB10 |  | Hex Bolt M8 x 20 | Pc |  |  |  |  | 1 | 1 | 1 | 1 | 1 | 1 | 0.005 | 0.005 | 100 | 100
SR05 |  | Snap Ring #5 | Pc |  |  |  |  | 1 | 1 | 1 | 1 | 4 | 4 | 0.002 | 0.008 | 100 | 400
|  |  | Unit Weight / Unit Cost | [11 empty] | 2.4576 |  | 246296.5043 | 1
|  |  | Gross Contribution | [12 empty] | 40% | 164197.6696
|  |  | Unit Price (Rp) | [13 empty] | 410494.1739
500000

## VolDamperCost2023 FA
ThermalTrue® | [18 empty] | 11111111111111111111111111111111111111111111111111111111111111111111111111111111111111111111111111111111111111111111111111111111111111111111111111111111111111111111111111111111111111111111111111111111111111111111111111111111111111111111111111111111111111111111111111111111111111111111111111111111111111111111111111111111111111111111111111111111111111111111111111111111111111111111111111111111111111111111111111111111111111111111111111111111111111111111111111111111111111111111111111111111111111111111111111111111111111111111111111111111111111
Project: | Yudi
Date: | 2026-03-08
Rp/USD: | 17500
Material CostList Volume Damper PS125
PickList | P/Ninternal | Parts List : Frame | UW | UC(Rp) | FOB | LF | Fx | UC |  | Cy | FOB | LF | Fx | UC |  | Rp | 1
SPHC | 0101-04-000-0 | SPHC (Hot rolled) 1.0mm x 4' x 8' x7700kG/m3 | 7700 | 18000 | [5 empty] | Rp | 18000 | 1 | 1 | 18000 |  | USD | 17500
SGCC | 0101-02-000-0 | SGCC (GI) 1.0mm x 4' x 8' x 8030kG/m3 | 8030 | 30000 | [5 empty] | Rp | 30000 | 1 | 1 | 30000 |  | Euro | 16079.99
SUS304 | 0101-05-000-0 | Stainless Stl (SUS304) 1.0mm x 4' x 8' x 7800kG/m3 | 7800 | 55000 | [5 empty] | Rp | 55000 | 1 | 1 | 55000 |  | RM | 3429.69
SUS36L | 0101-06-000-0 | Stainless Stl (SUS316L) 1.0mm x 4' x 8' x 8000kG/m3 | 8000 | 55000 | [5 empty] | Rp | 55000 | 1 | 1 | 55000 |  | Rmb | 2192.36
Al6065 | 0101-07-000-0 | Aluminium 6065 1.0mm x 4' x 8' x 2720kG/m3 | 2720 | 83085 | [5 empty] | Rp | 83085 | 1 | 1 | 83085 |  | S$ | 11262.76
ET6065 | 0102-00-000-0 | Aluminium Extrusion 6065-T5, NA | 1 | 78000 | [5 empty] | Rp | 78000 | 1 | 1 | 78000 |  | Rs | 183.43
SH5037 |  | Damper Frame : Horizontal, T/B Profile -34.4T x 125W | 1.032 | 86114.208 | 3.3024 | 1.5 | 17500 | 86688 |  | Rp | 86114.208 | 1 | 1 | 86114.208
SH5038 |  | Damper Frame : Vertical, L/R Profile - 34.4T x 125W | 1.4 | 109200 | 4.48 | 1.5 | 17500 | 117600 |  | Rp | 109200 | 1 | 1 | 109200
SH5039 |  | Damper Frame : Vertical, Center Profile - 34.4T x 125W | 1.759 | 214624.385 | 5.6288 | 1.5 | 17500 | 147756 |  | Rp | 214624.385 | 1 | 1 | 214624.385
SH5040 |  | Damper, Leaf : Flat Blade Profile - 15.7T x 108W | 0.85 | 69353.625 | 2.72 | 1.5 | 17500 | 71400 |  | Rp | 69353.625 | 1 | 1 | 69353.625
GA100 |  | Damper, Gasket : 200m/roll (密封胶条） | 0.03735 | 2454.75 | 0.1 | 1.5 | 17500 | 2625 |  | USD | 0.093514 | 1.5 | 17500 | 2454.75
AC004 |  | Damper, Gear Housing Set : PA (齿轮） | 0.12 | 20355 | 0.8 | 1.5 | 17500 | 21000 |  | USD | 0.77543 | 1.5 | 17500 | 20355
S60 |  | - Spacer | 0.005
CPS931 |  | - Gear Cover | 0.06
CPS932 |  | - Gear | 0.04
CPS933 |  | - Blade/Gear Nylon Bush | 0.005
CPS934 |  | - Blade/Gear Nylon Plug | 0.01
AC003 |  | Damper, Handle : (铝执手) | 0.37 | 117990 | 4.4 | 1.5 | 17500 | 115500 |  | USD | 4.4949 | 1.5 | 17500 | 117990
AC003.1 |  | - Handle Base | 0.13
AC003.2 |  | - Handle | 0.11
AC003.3 |  | - Handle Turning Plug | 0.07
AC003.4 |  | - Handle Lock Nut | 0.05
PMS80 |  | Damper, Actuator Base : 90W x 150L | 0.715 | 94500 | [5 empty] | USD | 3.6 | 1.5 | 17500 | 94500
WN06 | 0712-01-002-4 | Nut, Wing M06 | 0.008 | 4000 | [5 empty] | Rp | 4000 | 1 | 1 | 4000
HB0620 | 0701-03-003-4 | Bolt, Hex M06 x 20 | 0.002 | 1890 | [5 empty] | Rp | 1890 | 1 | 1 | 1890
HB0820 | 0701-04-003-4 | Bolt, Hex M08 x 20 | 0.011 | 3180 | [5 empty] | Rp | 3180 | 1 | 1 | 3180
RB10 |  | Ring Bush 10mm | 0.005 | 100 | [5 empty] | Rp | 100 | 1 | 1 | 100
SR05 |  | Snap Ring #5 | 0.002 | 100 | [5 empty] | Rp | 100 | 1 | 1 | 100
2Nm |  | Actuator 2Nm, 70sec : 0.5m2 FA | 0.5 | [6 empty] | USD
5Nm |  | Actuator 5Nm, 90sec : 1.0m2 FA | 0.5 | [6 empty] | USD
10Nm |  | Actuator 10Nm, 100sec : 2.0m2 FA | 0.5 | [6 empty] | USD
20Nm |  | Actuator 20Nm, 120sec : 4.0m2 FA | 0.9 | [6 empty] | USD
30Nm |  | Actuator 30Nm, 150sec : 6.0m2 FA | 1.4 | [6 empty] | USD
40Nm |  | Actuator 40Nm, 180sec : 8.0m2 FA | 1.4 | [6 empty] | USD
Aluminium Profile VolumeDamper Cost Estimator
W | H | <=== ENTER | SELECTED ===> | [10 empty] | W | H | 2017-12-19
500 | 410 | 1. Requested Opening Size : mmW x mmH | a. Final Opening Size : mmW x mmH | [10 empty] | 500 | 410 | Rp/USD | 17500
0 |  | 2. Mode of Actuation : Manual=0, Motorized=1 | b. No. of Damper Leaf : (Nx100) mmH / No. of Vertical Center Profile | [10 empty] | 4 | 0 | Rp/Euro | 16079.99
|  |  | c. No. of Damper Leaf / Damper Leaf Length | [10 empty] | 4 | 500 | Rp/RM | 3429.69
|  |  | d. Recommended Actuator type : m2 x Nm | [10 empty] | 0.205 | 2Nm | Rp/Rmb | 2192.36
[16 empty] | Rp/S$ | 11262.76
PickList | P/Ninternal | Item | Dimension |  |  |  |  | Usage | [5 empty] | Unit Weight |  | Unit Cost
|  |  | UoM | ODmm | Tmm | Wmm | Lmm | CF | V/A/L | n | WF | Npc | Qty | kGUoM | UW | UC (Rp) | Total(Rp)
SH5037 |  | Damper Frame : Horizontal, T/B Profile -34.4T x 125W | m |  |  |  | 568.8 | 1 | 0.5688 | 0.5688 | 1.05 | 2 | 1.1945 | 1.032 | 1.174 | 86114.208 | 102861.6992
SH5038 |  | Damper Frame : Vertical, L/R Profile - 34.4T x 125W | m |  |  |  | 410 | 1 | 0.41 | 0.41 | 1.05 | 2 | 0.861 | 1.4 | 1.148 | 109200 | 94021.2
SH5039 |  | Damper Frame : Vertical, Center Profile - 34.4T x 125W | m |  |  |  | 410 | 1 | 0.41 | 0.41 | 1.05 | 0 | 0 | 1.759 | 0 | 214624.385 | 0
SH5040 |  | Damper, Leaf : Flat Blade Profile - 15.7T x 108W | m |  |  |  | 500 | 1 | 0.5 | 0.5 | 1.05 | 4 | 2.1 | 0.85 | 1.7 | 69353.625 | 145642.6125
GA100 |  | Damper, Gasket : 200m/roll (密封胶条） | m |  |  |  | 500 | 1 | 0.5 | 0.5 | 1.05 | 10.41 | 5.4653 | 0.03735 | 0.19441 | 2454.75 | 13415.8224
PMS80 |  | Damper, Actuator Base : 90W x 150L | m |  |  |  | 150 | 1 | 0.15 | 0.15 | 1 | 0 | 0 | 0.715 | 0 | 94500 | 0
AC004 |  | Damper, Gear Housing Set : PA (齿轮） | Set |  |  |  |  | 1 | 1 | 1 | 1 | 4 | 4 | 0.12 | 0.48 | 20355 | 81420
AC003 |  | Damper, Handle : (铝执手) | Set |  |  |  |  | 1 | 1 | 1 | 1 | 1 | 1 | 0.37 | 0.37 | 117990 | 117990
2Nm |  | Actuator 2Nm, 70sec : 0.5m2 FA | Set |  |  |  |  | 1 | 1 | 1 | 1 | 0 | 0 | 0.5 | 0 | 0 | 0
|  |  | Unit Weight / Unit Cost | [11 empty] | 5.0664 |  | 555351.3341 | 2.2548
|  |  | Gross Contribution | [12 empty] | 40% | 370234.2227
|  |  | Unit Price (Rp) | [13 empty] | 925585.5568 | 1000000
[6 empty] | Class | Section | FA(m2) | USD/m2 | FOB | LF | Rp/USD |  |  |  |  | UC
|  |  | Arosio Cost |  |  | 2 | 1 | 0.205 | 117 | 23.985 | 1.8 | 17500 |  |  |  |  | 755527.5
[6 empty] | 3 | 1 | 0.205 | 135 | 27.675 | 1.8 | 17500 |  |  |  |  | 871762.5
[6 empty] | 4 | 1 | 0.205 | 310 | 63.55 | 1.8 | 17500 |  |  |  |  | 2001825
Sheet Metal VolumeDamper Cost Estimator
W | H | <=== ENTER | SELECTED ===> | [10 empty] | W | H | 2017-12-19
500 | 410 | 1. Requested Opening Size : mmW x mmH | a. Final Opening Size : mmW x mmH | [10 empty] | 500 | 410 | Rp/USD | 17500
0 |  | 2. Mode of Actuation : Manual=0, Motorized=1 | b. No. of Damper Leaf : (Nx100) mmH / No. of Vertical Center Profile | [10 empty] | 4 | 0 | Rp/Euro | 16079.99
|  |  | c. No. of Damper Leaf / Damper Leaf Length | [10 empty] | 4 | 500 | Rp/RM | 3429.69
|  |  | d. Recommended Actuator type : m2 x Nm | [10 empty] | 0.205 | 2Nm | Rp/Rmb | 2192.36
[16 empty] | Rp/S$ | 11262.76
PickList | P/Ninternal | Item | Dimension |  |  |  |  | Usage | [5 empty] | Unit Weight |  | Unit Cost
|  |  | UoM | ODmm | Tmm | Wmm | Lmm | CF | V/A/L | n | WF | Npc | Qty | kGUoM | UW | UC (Rp) | Total(Rp)
Al6065 |  | Damper Frame, Vertical L/R | kG |  | 1 | 176.5 | 470 | 2720 | 8.2955e-05 | 0.22564 | 1.1 | 2 | 0.4964 | 1 | 0.45128 | 83085 | 41243.62
Al6065 |  | Damper Frame, Horizontal T/B | kG |  | 1 | 176.5 | 500 | 2720 | 8.825e-05 | 0.24004 | 1.1 | 2 | 0.52809 | 1 | 0.48008 | 83085 | 43876.1915
Al6065 |  | Damper Frame, Vertical Center | kG |  | 1 | 176.5 | 410 | 2720 | 7.2365e-05 | 0.19683 | 1.1 | 0 | 0 | 1 | 0 | 83085 | 0
Al6065 |  | Damper Blade, Horizontal | kG |  | 1 | 123.2 | 500 | 2720 | 6.16e-05 | 0.16755 | 1.1 | 4 | 0.73723 | 1 | 0.67021 | 83085 | 61252.6548
Al6065 |  | Stopper Blade, Horizontal | kG |  | 1 | 33.3 | 500 | 2720 | 1.665e-05 | 0.045288 | 1.1 | 2 | 0.099634 | 1 | 0.090576 | 83085 | 8278.0577
Al6065 |  | Stopper Box Adjustment | kG |  | 1 | 90 | 156.5 | 2720 | 1.4085e-05 | 0.038311 | 1.1 | 1 | 0.042142 | 1 | 0.038311 | 83085 | 3501.3947
Al6065 |  | Turning Arm#1 | kG |  | 3 | 25 | 60 | 2720 | 4.5e-06 | 0.01224 | 1.1 | 2 | 0.026928 | 1 | 0.02448 | 83085 | 2237.3129
Al6065 |  | Turning Arm#2 | kG |  | 3 | 25 | 140 | 2720 | 1.05e-05 | 0.02856 | 1.1 | 1 | 0.031416 | 1 | 0.02856 | 83085 | 2610.1984
Al6065 |  | Turning Arm#3 | kG |  | 3 | 25 | 330 | 2720 | 2.475e-05 | 0.06732 | 1.1 | 1 | 0.074052 | 1 | 0.06732 | 83085 | 6152.6104
Al6065 |  | Shaft 10mmOD | kG | 10 | 5 | 580 |  | 2720 | 4.5571e-05 | 0.12395 | 1.1 | 4 | 0.5454 | 1 | 0.49582 | 83085 | 45314.464
WN06 |  | Wing Nut M6 | Pc |  |  |  |  | 1 | 1 | 1 | 1 | 1 | 1 | 0.008 | 0.008 | 4000 | 4000
HB0620 |  | Hex Bolt M6 x 20 | Pc |  |  |  |  | 1 | 1 | 1 | 1 | 1 | 1 | 0.002 | 0.002 | 1890 | 1890
HB0820 |  | Bush 3/8" | Pc |  |  |  |  | 1 | 1 | 1 | 1 | 8 | 8 | 0.011 | 0.088 | 3180 | 25440
RB10 |  | Hex Bolt M8 x 20 | Pc |  |  |  |  | 1 | 1 | 1 | 1 | 1 | 1 | 0.005 | 0.005 | 100 | 100
SR05 |  | Snap Ring #5 | Pc |  |  |  |  | 1 | 1 | 1 | 1 | 4 | 4 | 0.002 | 0.008 | 100 | 400
|  |  | Unit Weight / Unit Cost | [11 empty] | 2.4576 |  | 246296.5043 | 1
|  |  | Gross Contribution | [12 empty] | 40% | 164197.6696
|  |  | Unit Price (Rp) | [13 empty] | 410494.1739
500000

## drainpan
x | xx
|  |  | D | 1000 | Ømm | mmT | mmL | mmW | kg/m3 | N(pc) | Qty/Unit | Unit/Set | WF | Rp/USD | 17500 | U/P | LF | Total
|  |  | W | 500
|  |  | H | 50
| Drain Pan 1 |  | Matl | Uom | [9 empty] | Qty/Set | Fx |  |  | USD
|  | Structure | [18 empty] | 304
| 1 | Bottom plate | SS304 | kg |  | 1.5 | 620 | 1120 | 8027 | 1 | 8.3609 | 1 | 1.5 | 12.5414 | Rp | 50000 | 1 | 35.8325 | 627069.24 | 880396.74 | mmT | mmL | mmP | kg | kg/m3 | harga/lembar | harga/kg
| 2 | Omega plate | SS304 | kg |  | 1.5 | 500 | 200 | 8027 | 2 | 2.4081 | 1 | 1.5 | 3.6121 | Rp | 50000 | 1 | 10.3204 | 180607.5 |  | 1.5 | 1200 | 2400 | 34.56 | 8000 | 1500000 | 43402.7778
| 3 | Outlet pipe | BS | pcs |  | 1.25 | 200 |  |  | 1 | 0.2 | 1 | 1.25 | 0.25 | Rp | 40000 | 1 | 0.57143 | 10000
| 4 | PE foam 10mm | PE | mm |  |  | 1120 | 1120 |  | 1 | 1.2544 | 1 | 1.25 | 1.568 | Rp | 40000 | 1 | 3.584 | 62720
| 5 | Operating Supply |  |  |  | 0% | [11 empty] | 0 | 0
[16 empty] | U/C |  | 50.3084 | 880396.74
[6 empty] | 0.15 | 50000 | 7500 | [7 empty] | UP | 50% | 100.6168
[18 empty] | 1760793.48 | 1800000

## 1. AHU-Skid
| TDM50-040x040 | H | W | D
| Section 1 | 1420 | 1930 | 1625 |  | SA | LPS | 748.0319 |  | Qc | kW | 148.55 |  | 3/8''DX 457FH x 733FL x 6R x 12FPI x 9NC
| Section 2 | [5 empty] | CMS | 0.74803 |  |  | Btu/h | 506852.6
[7 empty] | CMH | 2692.915 |  |  | Hp | 50.6853
[7 empty] | CFM | 1585 |  | Qs | kW | 93.55
[6 empty] | RA | LPS | 4530.6667 |  |  | Btu/h | 319192.6
[7 empty] | CMS | 4.5307 |  |  | Hp | 31.9193
| Skid 1 |  | 1930 | 1625 |  |  | CMH | 16310.4
| Skid 2 |  | 0 | 0 |  |  | CFM | 9600
| VD1 | 810 | 1100
| VD2 | 310 | 800
| RA Opening | 1320 | 1830
| SA Opening | -100 | -100
|  | T | L | W | MX | UoM | Qty/Pc | WF | Qty | N | U/W(kG) | Rp/Uom | kG | Rp
Skid 1 | UNP100-304 L/R (D) | 3 | 300 | 1625 | 7860 | kG | 11.4952 | 1.15 | 13.2195 | 2 | 1 | 30000 | 22.9905 | 793172.25
| UNP100-304 F/B (W) | 3 | 300 | 1930 | 7860 | kG | 13.6528 | 1.15 | 15.7007 | 2 | 1 | 30000 | 27.3056 | 942044.58
| C40-180-40-Center Support (W) | 2 | 260 | 1930 | 7860 | kG | 7.8883 | 1.15 | 9.0715 | 2 | 1 | 30000 | 15.7766 | 544292.424
Skid 2 | UNP100-304 L/R (D) | 3 | 300 | 0 | 7860 | kG | 0 | 1.15 | 0 | 2 | 1 | 30000 | 0 | 0
| UNP100-304 F/B (W) | 3 | 300 | 0 | 7860 | kG | 0 | 1.15 | 0 | 2 | 1 | 30000 | 0 | 0
| C40-180-40-Center Support (W) | 2 | 260 | 0 | 7860 | kG | 0 | 1.15 | 0 | 2 | 1 | 30000 | 0 | 0
[13 empty] | 66.0727 | 2279509.254
Note on M18: 1.2x4x8=2090000 3.0x4x8=5168500
Note on M22: 1.2x4x8=2090000 3.0x4x8=5168500

## 2. AHU-Frame & Panel
| TDM50-040x040 | H | W | D
| Section 1 | 1420 | 1930 | 1625 |  | SA | LPS | 1444.4444 |  | Qc | kW | 148.55 |  | 3/8''DX 762FH x 1038FL x 6R x 12FPI x 22NC
| Section 2 | [5 empty] | CMS | 1.4444 |  |  | Btu/h | 506852.6
[7 empty] | CMH | 5200 |  |  | Hp | 50.6853
[7 empty] | CFM | 3060.6239 |  | Qs | kW | 93.55
[6 empty] | RA | LPS | 4530.6667 |  |  | Btu/h | 319192.6
[7 empty] | CMS | 4.5307 |  |  | Hp | 31.9193
| Skid 1 |  | 1930 | 1625 |  |  | CMH | 16310.4
| Skid 2 |  | 0 | 0 |  |  | CFM | 9600
| VD1 | 810 | 1100
| VD2 | 310 | 800
| RA Opening | 1320 | 1830
| SA Opening | -100 | -100
|  | T | L | W | MX | UoM | Qty/Pc | WF | Qty | N | U/W(kG) | Rp/Uom | kG | Rp
Section 1 | Cornerpiece |  |  |  | 0.57476 | Pc | 8 | 1 | 8 | 1 | 0.57476 | 90500 | 4.5981 | 724000
| Omega Joint |  |  |  | 0.036 | Pc | 8 | 1 | 8 | 1 | 0.036 | 14500 | 0.288 | 116000
| Pentapost Assy H: DS5056 (PTTBP160-50-5800-LB20) |  |  | 1420 | 1.9328 | m | 1.42 | 1.05 | 1.491 | 4 | 1.9328 | 175000 | 10.9781 | 1043700
| Pentapost Assy W: DS5056 (PTTBP160-50-5800-LB20) |  |  | 1930 | 1.9328 | m | 1.93 | 1.05 | 2.0265 | 4 | 1.9328 | 175000 | 14.9209 | 1418550
| Pentapost Assy D: DS5056 (PTTBP160-50-5800-LB20) |  |  | 1625 | 1.9328 | m | 1.625 | 1.05 | 1.7063 | 4 | 1.9328 | 175000 | 12.5629 | 1194375
| Interpost Assy H: DS5040 (PTTBP270-50-5800-LB20) |  |  | 1420 | 1.349 | m | 1.42 | 1.05 | 1.491 | 2 | 1.349 | 132000 | 3.8312 | 393624
| Interpost Assy W: DS5040 (PTTBP270-50-5800-LB20) |  |  | 1930 | 1.349 | m | 1.93 | 1.05 | 2.0265 | 2 | 1.349 | 132000 | 5.2071 | 534996
| Interpost Assy D: DS5040 (PTTBP270-50-5800-LB20) |  |  | 1625 | 1.349 | m | 1.625 | 1.05 | 1.7063 | 2 | 1.349 | 132000 | 4.3842 | 450450
| Panel Clip 15mm - Pentapost H: DS50 (PBP-100000-5800-LB20) |  |  | 1420 | 0.227 | m | 1.42 | 1.05 | 1.491 | 8 | 0.227 | 24357.622 | 2.5787 | 290537.7146
| Panel Clip 15mm - Pentapost W: DS50 (PBP-100000-5800-LB20) |  |  | 1930 | 0.227 | m | 1.93 | 1.05 | 2.0265 | 8 | 0.227 | 24357.622 | 3.5049 | 394885.7671
| Panel Clip 15mm - Pentapost D: DS50 (PBP-100000-5800-LB20) |  |  | 1625 | 0.227 | m | 1.625 | 1.05 | 1.7063 | 8 | 0.227 | 24357.622 | 2.951 | 332481.5396
| Panel Clip 15mm - Interpost H: DS50 (PBP-100000-5800-LB20) |  |  | 1420 | 0.227 | m | 1.42 | 1.05 | 1.491 | 4 | 0.227 | 24357.622 | 1.2894 | 145268.8573
| Panel Clip 15mm - Interpost W: DS50 (PBP-100000-5800-LB20) |  |  | 1930 | 0.227 | m | 1.93 | 1.05 | 2.0265 | 4 | 0.227 | 24357.622 | 1.7524 | 197442.8835
| Panel Clip 15mm - Interpost D: DS50 (PBP-100000-5800-LB20) |  |  | 1625 | 0.227 | m | 1.625 | 1.05 | 1.7063 | 4 | 0.227 | 24357.622 | 1.4755 | 166240.7698
| Gasket - Pentapost (H): 3mmT x 18mmW x 9mL |  |  | 1420 | 0.00135 | m | 1.42 | 1.05 | 1.491 | 8 | 11.928 | 24991.4634 | 135.5021 | 298098.1756
| Gasket - Pentapost (W): 3mmT x 18mmW x 9mL |  |  | 1930 | 0.00135 | m | 1.93 | 1.05 | 2.0265 | 8 | 16.212 | 24991.4634 | 250.3133 | 405161.6049
| Gasket - Pentapost (D): 3mmT x 18mmW x 9mL |  |  | 1625 | 0.00135 | m | 1.625 | 1.05 | 1.7063 | 8 | 13.65 | 24991.4634 | 177.45 | 341133.4756
| Gasket - Interpost (H): 3mmT x 18mmW x 9mL |  |  | 1420 | 0.00135 | m | 1.42 | 1.05 | 1.491 | 4 | 5.964 | 24991.4634 | 33.8755 | 149049.0878
| Gasket - Interpost (W): 3mmT x 18mmW x 9mL |  |  | 1930 | 0.00135 | m | 1.93 | 1.05 | 2.0265 | 4 | 8.106 | 24991.4634 | 62.5783 | 202580.8024
| Gasket - Interpost (D): 3mmT x 18mmW x 9mL |  |  | 1625 | 0.00135 | m | 1.625 | 1.05 | 1.7063 | 4 | 6.825 | 24991.4634 | 44.3625 | 170566.7378
| Rubber Insert - Pentapost (H): 1 roll = 200M |  |  | 1420 | 0.00135 | m | 1.42 | 1.05 | 1.491 | 8 | 11.928 | 9000 | 135.5021 | 107352
| Rubber Insert - Pentapost (W): 1 roll = 200M |  |  | 1930 | 0.00135 | m | 1.93 | 1.05 | 2.0265 | 8 | 16.212 | 9000 | 250.3133 | 145908
| Rubber Insert - Pentapost (D): 1 roll = 200M |  |  | 1625 | 0.00135 | m | 1.625 | 1.05 | 1.7063 | 8 | 13.65 | 9000 | 177.45 | 122850
| Rubber Insert - Interpost (H): 1 roll = 200M |  |  | 1420 | 0.00135 | m | 1.42 | 1.05 | 1.491 | 4 | 5.964 | 9000 | 33.8755 | 53676
| Rubber Insert - Interpost (W): 1 roll = 200M |  |  | 1930 | 0.00135 | m | 1.93 | 1.05 | 2.0265 | 4 | 8.106 | 9000 | 62.5783 | 72954
| Rubber Insert - Interpost (D): 1 roll = 200M |  |  | 1625 | 0.00135 | m | 1.625 | 1.05 | 1.7063 | 4 | 6.825 | 9000 | 44.3625 | 61425
| Front Panel: Inner/Outer Liner (H x W) | 0.55 | 1420 | 1930 | 7860 | kG | 11.8476 | 1.15 | 13.6248 | 2 | 1 | 32000 | 23.6952 | 871984.3757
| Front Panel: PU | 50 | 1420 | 1930 | 40 | kG | 5.4812 | 1.1 | 6.0293 | 1 | 1 | 50000 | 5.4812 | 301466
| Back Panel: Inner/Outer Liner (H x W) | 0.55 | 1420 | 1930 | 7860 | kG | 11.8476 | 1.15 | 13.6248 | 2 | 1 | 32000 | 23.6952 | 871984.3757
| Back Panel: PU | 50 | 1420 | 1930 | 40 | kG | 5.4812 | 1.1 | 6.0293 | 1 | 1 | 50000 | 5.4812 | 301466
| Top Panel: Inner/Outer Liner (W x D) | 0.55 | 1930 | 1625 | 7860 | kG | 13.558 | 1.15 | 15.5917 | 2 | 1 | 32000 | 27.116 | 997869.444
| Top Panel: PU | 50 | 1930 | 1625 | 40 | kG | 6.2725 | 1.1 | 6.8998 | 1 | 1 | 50000 | 6.2725 | 344987.5
| Bottom Panel: Inner/Outer Liner (W x D) | 0.55 | 1930 | 1625 | 7860 | kG | 13.558 | 1.15 | 15.5917 | 2 | 1 | 32000 | 27.116 | 997869.444
| Bottom Panel: PU | 50 | 1930 | 1625 | 40 | kG | 6.2725 | 1.1 | 6.8998 | 1 | 1 | 50000 | 6.2725 | 344987.5
| LH Panel: Inner/Outer Liner (H x D) | 0.55 | 1420 | 1625 | 7860 | kG | 9.9753 | 1.15 | 11.4716 | 2 | 1 | 32000 | 19.9506 | 734183.736
| LH Panel: PU | 50 | 1420 | 1625 | 40 | kG | 4.615 | 1.1 | 5.0765 | 1 | 1 | 50000 | 4.615 | 253825
| RH Panel: Inner/Outer Liner (H x D) | 0.55 | 1420 | 1625 | 7860 | kG | 9.9753 | 1.15 | 11.4716 | 2 | 1 | 32000 | 19.9506 | 734183.736
| RH Panel: PU | 50 | 1420 | 1625 | 40 | kG | 4.615 | 1.1 | 5.0765 | 1 | 1 | 50000 | 4.615 | 253825
[13 empty] | 0 | 0
Section 2 | Cornerpiece |  |  |  | 0.57476 | Pc | 8 | 1 | 8 | 0 | 0.57476 | 90500 | 0 | 0
| Omega Joint |  |  |  | 0.036 | Pc | 8 | 1 | 8 | 0 | 0.036 | 14500 | 0 | 0
| Pentapost Assy H: DS5056 (PTTBP160-50-5800-LB20) |  |  | 0 | 1.9328 | m | 0 | 1.05 | 0 | 4 | 1.9328 | 175000 | 0 | 0
| Pentapost Assy W: DS5056 (PTTBP160-50-5800-LB20) |  |  | 0 | 1.9328 | m | 0 | 1.05 | 0 | 4 | 1.9328 | 175000 | 0 | 0
| Pentapost Assy D: DS5056 (PTTBP160-50-5800-LB20) |  |  | 0 | 1.9328 | m | 0 | 1.05 | 0 | 4 | 1.9328 | 175000 | 0 | 0
| Interpost Assy H: DS5040 (PTTBP270-50-5800-LB20) |  |  | 0 | 1.349 | m | 0 | 1.05 | 0 | 2 | 1.349 | 132000 | 0 | 0
| Interpost Assy W: DS5040 (PTTBP270-50-5800-LB20) |  |  | 0 | 1.349 | m | 0 | 1.05 | 0 | 2 | 1.349 | 132000 | 0 | 0
| Interpost Assy D: DS5040 (PTTBP270-50-5800-LB20) |  |  | 0 | 1.349 | m | 0 | 1.05 | 0 | 2 | 1.349 | 132000 | 0 | 0
| Panel Clip 15mm - Pentapost H: DS50 (PBP-100000-5800-LB20) |  |  | 0 | 0.227 | m | 0 | 1.05 | 0 | 8 | 0.227 | 24357.622 | 0 | 0
| Panel Clip 15mm - Pentapost W: DS50 (PBP-100000-5800-LB20) |  |  | 0 | 0.227 | m | 0 | 1.05 | 0 | 8 | 0.227 | 24357.622 | 0 | 0
| Panel Clip 15mm - Pentapost D: DS50 (PBP-100000-5800-LB20) |  |  | 0 | 0.227 | m | 0 | 1.05 | 0 | 8 | 0.227 | 24357.622 | 0 | 0
| Panel Clip 15mm - Interpost H: DS50 (PBP-100000-5800-LB20) |  |  | 0 | 0.227 | m | 0 | 1.05 | 0 | 4 | 0.227 | 24357.622 | 0 | 0
| Panel Clip 15mm - Interpost W: DS50 (PBP-100000-5800-LB20) |  |  | 0 | 0.227 | m | 0 | 1.05 | 0 | 4 | 0.227 | 24357.622 | 0 | 0
| Panel Clip 15mm - Interpost D: DS50 (PBP-100000-5800-LB20) |  |  | 0 | 0.227 | m | 0 | 1.05 | 0 | 4 | 0.227 | 24357.622 | 0 | 0
| Gasket - Pentapost (H): 3mmT x 18mmW x 9mL |  |  | 0 | 0.00135 | m | 0 | 1.05 | 0 | 8 | 0 | 24991.4634 | 0 | 0
| Gasket - Pentapost (W): 3mmT x 18mmW x 9mL |  |  | 0 | 0.00135 | m | 0 | 1.05 | 0 | 8 | 0 | 24991.4634 | 0 | 0
| Gasket - Pentapost (D): 3mmT x 18mmW x 9mL |  |  | 0 | 0.00135 | m | 0 | 1.05 | 0 | 8 | 0 | 24991.4634 | 0 | 0
| Gasket - Interpost (H): 3mmT x 18mmW x 9mL |  |  | 0 | 0.00135 | m | 0 | 1.05 | 0 | 4 | 0 | 24991.4634 | 0 | 0
| Gasket - Interpost (W): 3mmT x 18mmW x 9mL |  |  | 0 | 0.00135 | m | 0 | 1.05 | 0 | 4 | 0 | 24991.4634 | 0 | 0
| Gasket - Interpost (D): 3mmT x 18mmW x 9mL |  |  | 0 | 0.00135 | m | 0 | 1.05 | 0 | 4 | 0 | 24991.4634 | 0 | 0
| Rubber Insert - Pentapost (H): 1 roll = 200M |  |  | 0 | 0.00135 | m | 0 | 1.05 | 0 | 8 | 0 | 9000 | 0 | 0
| Rubber Insert - Pentapost (W): 1 roll = 200M |  |  | 0 | 0.00135 | m | 0 | 1.05 | 0 | 8 | 0 | 9000 | 0 | 0
| Rubber Insert - Pentapost (D): 1 roll = 200M |  |  | 0 | 0.00135 | m | 0 | 1.05 | 0 | 8 | 0 | 9000 | 0 | 0
| Rubber Insert - Interpost (H): 1 roll = 200M |  |  | 0 | 0.00135 | m | 0 | 1.05 | 0 | 4 | 0 | 9000 | 0 | 0
| Rubber Insert - Interpost (W): 1 roll = 200M |  |  | 0 | 0.00135 | m | 0 | 1.05 | 0 | 4 | 0 | 9000 | 0 | 0
| Rubber Insert - Interpost (D): 1 roll = 200M |  |  | 0 | 0.00135 | m | 0 | 1.05 | 0 | 4 | 0 | 9000 | 0 | 0
| Front Panel: Inner/Outer Liner (H x W) | 0.55 | 0 | 0 | 7860 | kG | 0 | 1.15 | 0 | 2 | 1 | 32000 | 0 | 0
| Front Panel: PU | 50 | 0 | 0 | 40 | kG | 0 | 1.1 | 0 | 1 | 1 | 50000 | 0 | 0
| Back Panel: Inner/Outer Liner (H x W) | 0.55 | 0 | 0 | 7860 | kG | 0 | 1.15 | 0 | 2 | 1 | 32000 | 0 | 0
| Back Panel: PU | 50 | 0 | 0 | 40 | kG | 0 | 1.1 | 0 | 1 | 1 | 50000 | 0 | 0
| Top Panel: Inner/Outer Liner (W x D) | 0.55 | 0 | 0 | 7860 | kG | 0 | 1.15 | 0 | 2 | 1 | 32000 | 0 | 0
| Top Panel: PU | 50 | 0 | 0 | 40 | kG | 0 | 1.1 | 0 | 1 | 1 | 50000 | 0 | 0
| Bottom Panel: Inner/Outer Liner (W x D) | 0.55 | 0 | 0 | 7860 | kG | 0 | 1.15 | 0 | 2 | 1 | 32000 | 0 | 0
| Bottom Panel: PU | 50 | 0 | 0 | 40 | kG | 0 | 1.1 | 0 | 1 | 1 | 50000 | 0 | 0
| LH Panel: Inner/Outer Liner (H x D) | 0.55 | 0 | 0 | 7860 | kG | 0 | 1.15 | 0 | 2 | 1 | 32000 | 0 | 0
| LH Panel: PU | 50 | 0 | 0 | 40 | kG | 0 | 1.1 | 0 | 1 | 1 | 50000 | 0 | 0
| RH Panel: Inner/Outer Liner (H x D) | 0.55 | 0 | 0 | 7860 | kG | 0 | 1.15 | 0 | 2 | 1 | 32000 | 0 | 0
| RH Panel: PU | 50 | 0 | 0 | 40 | kG | 0 | 1.1 | 0 | 1 | 1 | 50000 | 0 | 0
[13 empty] | 0 | 0
[13 empty] | 1652.747 | 16541939.5275
Note on M24: 1.2x4x8=2090000 3.0x4x8=5168500
Note on M25: 1.2x4x8=2090000 3.0x4x8=5168500
Note on K57: USER: Inpu 1 jika ada 2 section
Note on M63: 1.2x4x8=2090000 3.0x4x8=5168500
Note on M64: 1.2x4x8=2090000 3.0x4x8=5168500

## 3. AHU-Structure
| TDM50-040x040 | H | W | D
| Section 1 | 1420 | 1930 | 1625 |  | SA | LPS | 748.0319 |  | Qc | kW | 20.31 |  | 3/8''DX 457FH x 733FL x 6R x 12FPI x 9NC
| Section 2 | [5 empty] | CMS | 0.74803 |  |  | Btu/h | 69297.72
[7 empty] | CMH | 2692.915 |  |  | Hp | 6.9298
[7 empty] | CFM | 1585 |  | Qs | kW | 93.55
[6 empty] | RA | LPS | 4530.6667 |  |  | Btu/h | 319192.6
[7 empty] | CMS | 4.5307 |  |  | Hp | 31.9193
| Skid 1 |  | 1930 | 1625 |  |  | CMH | 16310.4
| Skid 2 |  | 0 | 0 |  |  | CFM | 9600
| VD1 | 810 | 1100
| VD2 | 310 | 800
| RA Opening | 1320 | 1830
| SA Opening | 1320 | 1830
|  | T | L | W | MX | UoM | Qty/Pc | WF | Qty | N | U/W(kG) | Rp/Uom | kG | Rp
Flange | Fresh air Flange (W) | 1.5 | 100 | 210 | 7860 | kG | 0.24759 | 1.5 | 0.37139 | 0 | 1 | 24000 | 0 | 0
| Fresh Flange (H) | 1.5 | 100 | 300 | 7860 | kG | 0.3537 | 1.5 | 0.53055 | 0 | 1 | 24000 | 0 | 0
| Return Flange (W) | 1.5 | 100 | 1830 | 7860 | kG | 2.1576 | 1.5 | 3.2364 | 0 | 1 | 24000 | 0 | 0
| Return Flange (H) | 1.5 | 100 | 1320 | 7860 | kG | 1.5563 | 1.5 | 2.3344 | 0 | 1 | 24000 | 0 | 0
| Intake Flange (W) | 1.5 | 100 | 800 | 7860 | kG | 0.9432 | 1.5 | 1.4148 | 0 | 1 | 24000 | 0 | 0
| Intake Flange (H) | 1.5 | 100 | 310 | 7860 | kG | 0.36549 | 1.5 | 0.54823 | 0 | 1 | 24000 | 0 | 0
| Supply Flange (W) | 1.5 | 100 | 1830 | 7860 | kG | 2.1576 | 1.5 | 3.2364 | 2 | 1 | 24000 | 4.3151 | 155345.04
| Supply Flange (H) | 1.5 | 100 | 1320 | 7860 | kG | 1.5563 | 1.5 | 2.3344 | 2 | 1 | 24000 | 3.1126 | 112052.16
PF Rail 1-4 | PF Filter Rail Support (H) | 1.5 | 100 | 1320 | 7860 | kG | 1.5563 | 1.15 | 1.7897 | 2 | 1 | 24000 | 3.1126 | 85906.656
| PF Filter Rail Top/Bottom (W) | 1.5 | 100 | 1830 | 7860 | kG | 2.1576 | 1.15 | 2.4812 | 2 | 1 | 24000 | 4.3151 | 119097.864
| PF Filter Rail Center (W) | 1.5 | 100 | 1830 | 7860 | kG | 2.1576 | 1.15 | 2.4812 | 1 | 1 | 24000 | 2.1576 | 59548.932
MPF Rail 1-4 | MPF Filter Rail Support (H) | 1.5 | 100 | 1320 | 7860 | kG | 1.5563 | 1.15 | 1.7897 | 2 | 1 | 24000 | 3.1126 | 85906.656
| MPF Filter Rail Top/Bottom | 1.5 | 75 | 1830 | 7860 | kG | 1.6182 | 1.15 | 1.8609 | 2 | 1 | 24000 | 3.2364 | 89323.398
| MPF Filter Rail Center | 1.5 | 75 | 1830 | 7860 | kG | 1.6182 | 1.15 | 1.8609 | 1 | 1 | 24000 | 1.6182 | 44661.699
PF Rail 2-1 | PF Filter Rail Support (H) | 1.5 | 100 | -100 | 7860 | kG | -0.1179 | 1.15 | -0.13558 | 0 | 1 | 24000 | 0 | 0
| PF Filter Rail Top/Bottom (W) | 1.5 | 100 | -100 | 7860 | kG | -0.1179 | 1.15 | -0.13558 | 0 | 1 | 24000 | 0 | 0
| PF Filter Rail Center (W) | 1.5 | 100 | -100 | 7860 | kG | -0.1179 | 1 | -0.1179 | 0 | 1 | 24000 | 0 | 0
MPF Rail 2-1 | MPF Filter Rail Support (H) | 1.5 | 100 | -100 | 7860 | kG | -0.1179 | 1.15 | -0.13558 | 0 | 1 | 24000 | 0 | 0
| MPF Filter Rail Top/Bottom | 1.5 | 75 | -100 | 7860 | kG | -0.088425 | 1.15 | -0.10169 | 0 | 1 | 24000 | 0 | 0
| MPF Filter Rail Center | 1.5 | 75 | -100 | 7860 | kG | -0.088425 | 1 | -0.088425 | 0 | 1 | 24000 | 0 | 0
Drain Pan Assy | Drain Pan#1 (W) | 1.5 | 700 | 1930 | 8800 | kG | 17.8332 | 1.15 | 20.5082 | 1 | 1 | 55000 | 17.8332 | 1127949.9
| Drain Pan L/R Support (W) | 1.5 | 200 | 1830 | 8800 | kG | 4.8312 | 1.15 | 5.5559 | 2 | 1 | 55000 | 9.6624 | 611146.8
| Drain Pan L/R Pillar | 2.5 | 80 | 180 | 8800 | kG | 0.3168 | 1.15 | 0.36432 | 6 | 1 | 55000 | 1.9008 | 120225.6
| Coil Support | 2.5 | 80 | 750 | 8800 | kG | 1.32 | 1.15 | 1.518 | 6 | 1 | 55000 | 7.92 | 500940
Intake Rainhood | Top | 1.5 | 300 | 800 | 7860 | kG | 2.8296 | 1.15 | 3.254 | 1 | 1 | 24000 | 2.8296 | 78096.96
| Side | 1.5 | 200 | 300 | 7860 | kG | 0.7074 | 2.15 | 1.5209 | 2 | 1 | 24000 | 1.4148 | 73003.68
Fan Partition Assy 1-3 | Partition (H x W) | 1.5 | 1420 | 1930 | 7860 | kG | 32.3117 | 1.15 | 37.1584 | 1 | 1 | 24000 | 32.3117 | 891802.2024
| Base Channel-UNP125 L/R (W) | 2.5 | 130 | 1930 | 7860 | kG | 4.9302 | 1.15 | 5.6697 | 2 | 1 | 24000 | 9.8604 | 272146.212
| Blower/Motor Channel-UNP125 F/B | 2.5 | 130 | 1158 | 7860 | kG | 2.9581 | 2.15 | 6.3599 | 2 | 1 | 24000 | 5.9162 | 305277.0552
| Blower Support-UNP125 L/R (D) | 2.5 | 100 | 975 | 7860 | kG | 1.9159 | 2.15 | 4.1191 | 2 | 1 | 24000 | 3.8317 | 197718.3
| Motor Support-UNP125 L/R (D) | 2.5 | 100 | 975 | 7860 | kG | 1.9159 | 2.15 | 4.1191 | 2 | 1 | 24000 | 3.8317 | 197718.3
| Motor Rail-316L | 3 | 140 | 1000 | 7860 | kG | 3.3012 | 1.15 | 3.7964 | 2 | 1 | 24000 | 6.6024 | 182226.24
| Motor Stopper-316L | 3 | 50 | 50 | 7980 | kG | 0.05985 | 1.15 | 0.068827 | 2 | 1 | 24000 | 0.1197 | 3303.72
| Treaded Shaft M12-316L |  |  | 1000 | 1 | m | 1 | 1 | 1 | 2 | 1.8103 | 70570.5 | 3.6206 | 141141 |  | 423423 | 70570.5
Fan Partition Assy 2-1 | Partition (H x W) | 1.5 | 0 | 0 | 8000 | kG | 0 | 1.15 | 0 | 0 | 1 | 55000 | 0 | 0
| Base Channel-UNP125 L/R (W) | 2.5 | 130 | 0 | 8000 | kG | 0 | 1.15 | 0 | 0 | 1 | 55000 | 0 | 0
| Blower/Motor Channel-UNP125 F/B | 2.5 | 130 | 0 | 8000 | kG | 0 | 2.15 | 0 | 0 | 1 | 55000 | 0 | 0
| Blower Support-UNP125 L/R (D) | 2.5 | 100 | 0 | 8000 | kG | 0 | 2.15 | 0 | 0 | 1 | 55000 | 0 | 0
| Motor Support-UNP125 L/R (D) | 2.5 | 100 | 0 | 8000 | kG | 0 | 2.15 | 0 | 0 | 1 | 55000 | 0 | 0
| Motor Rail-316L | 3 | 140 | 1000 | 8000 | kG | 3.36 | 1.15 | 3.864 | 0 | 1 | 55000 | 0 | 0
| Motor Stopper-316L | 3 | 50 | 50 | 7980 | kG | 0.05985 | 1.15 | 0.068827 | 0 | 1 | 55000 | 0 | 0
| Treaded Shaft M12-316L |  |  | 1000 | 1 | m | 1 | 1 | 1 | 0 | 1.8103 | 70570.5 | 0 | 0 | M12-316L x 6m | 423423 | 70570.5
[13 empty] | 132.6353 | 5454538.3746 | 1.8103
Note on K38: USER: Input 'X2' jika coil ada dua dan seterusnya
Note on M43: 1.2x4x8=2090000 3.0x4x8=5168500

## CoilCost 20251027
X | ThermalTrue®
FOREX
| 2024-08-18 |  |  | USD | 1
|  |  |  | Euro | 0.92
|  |  |  | SGP | 1.35
|  |  |  | RM | 4.68
|  |  |  | JPY | 157.48
|  |  |  | Rmb | 7.27
|  |  |  | Rp | 17500
| COIL GEOMETRY |  |  | mmT-T | mmR-R | Fin WT | LWC WT | EP WT | RW | WF (Fin) | WF (LWC) | WF (EP) | SF | Lhp
| 7mm | 7 | 7mmOD x 12R x 21.00 (T-T) x 18.19 (R-R) x 2P | 21 | 18.19 | 0.11 | 0.28 | 1.5 | 226 | 1.0342 | 1.02 | 1.15 | 1.0935 | 33
| 7mm+ | 7 | 7mmOD x 12R x 22.00 (T-T) x 20.00 (R-R) x 2P | 22 | 20 | 0.11 | 0.28 | 1.5 | 248 | 1.0323 | 1.02 | 1.15 | 1.0935 | 34.5714
| 3/8 | 9.525 | 3/8" x 12R x 25.00 (T-T) x 21.65 (R-R) x 2P | 25 | 21.65 | 0.11 | 0.33 | 1.5 | 268 | 1.0306 | 1.02 | 1.15 | 1.0694 | 39.2857
| 3/8+ | 9.525 | 3/8" x 12R x 25.40 (T-T) x 22.00 (R-R) x 2P | 25.4 | 22 | 0.11 | 0.33 | 1.5 | 272 | 1.0294 | 1.02 | 1.15 | 1.0694 | 39.9143
| 1/2 | 12.7 | 1/2" x 8R x 31.75 (T-T) x 27.50 (R-R) x 1P | 31.75 | 27.5 | 0.11 | 0.34 | 1.5 | 230 | 1.0435 | 1.02 | 1.15 | 1.064 | 49.8929
| 5/8 | 15.875 | 5/8" x 6R x 38.10 (T-T) x 33.00 (R-R) x 1P | 38.1 | 33 | 0.12 | 0.41 | 1.5 | 208 | 1.0481 | 1.02 | 1.15 | 1.0698 | 59.8714
| 3/4 | 19.05 | 3/4" x 6R x 50.00 (T-T) x 43.30 (R-R) x 1P | 50 | 43.3 | 0.14 | 0.45 | 1.5 | 270 | 1.0378 | 1.02 | 1.15 | 1.0698 | 78.5714
| METAL STOCK |  |  | UoM | MX | FOB | Fab/Frt | LF | $ U/CUoM | Rp/$ | Rp U/CUoM | U/Wuom
| GI-1.0 | MS0102-004-0-XX-2 | SGCC (GI) 1.0mm x 4' x 8' (8.07kG/m2) | kG | 8080 | 1.3714 | 0 | 1 | 1.3714 | 17500 | 24000 | 1
| GI-1.2 | MS0102-005-0-XX-2 | SGCC (GI) 1.2mm x 4' x 8' (9.64kG/m2) | kG | 8080 | 1.3714 | 0 | 1 | 1.3714 | 17500 | 24000 | 1
| GI-1.5 | MS0102-006-0-XX-2 | SGCC (GI) 1.5mm x 4' x 8' (12.00kG/m2) | kG | 8080 | 1.3714 | 0 | 1 | 1.3714 | 17500 | 24000 | 1
| GI-2.0 | MS0102-007-0-XX-2 | SGCC (GI) 2.0mm x 4' x 8' (15.92kG/m2) | kG | 8080 | 1.7143 | 0 | 1 | 1.7143 | 17500 | 30000 | 1
| GI-2.5 | MS0102-008-0-XX-2 | SGCC (GI) 2.5mm x 4' x 8' (19.85kG/m2) | kG | 8080 | 1.7143 | 0 | 1 | 1.7143 | 17500 | 30000 | 1
| 304-1.0 | MS0105-003-0-XX-2 | SUS304 1.0mm x 4' x 8' (7.93kG/m2) | kG | 7930 | 3.7143 | 0 | 1 | 3.7143 | 17500 | 65000 | 1
| 304-1.2 | MS0105-004-0-XX-2 | SUS304 1.2mm x 4' x 8' (9.52kG/m2) | kG | 7930 | 3.7143 | 0 | 1 | 3.7143 | 17500 | 65000 | 1
| 304-1.5 | MS0105-005-0-XX-2 | SUS304 1.5mm x 4' x 8' (11.90kG/m2) | kG | 7930 | 3.7143 | 0 | 1 | 3.7143 | 17500 | 65000 | 1
| 316-1.0 | MS0106-003-0-XX-2 | SUS316L 1.0mm x 4' x 8' (7.98kG/m2) | kG | 7980 | 5.1429 | 0 | 1 | 5.1429 | 17500 | 90000 | 1
| 316-1.2 | MS0106-004-0-XX-2 | SUS316L 1.2mm x 4' x 8' (9.58kG/m2) | kG | 7980 | 5.1429 | 0 | 1 | 5.1429 | 17500 | 90000 | 1
| 316-1.5 | MS0106-005-0-XX-2 | SUS316L 1.5mm x 4' x 8' (11.97kG/m2) | kG | 7980 | 5.1429 | 0 | 1 | 5.1429 | 17500 | 90000 | 1
| Al-1.0 | MS0107-004-0-XX-2 | Al Sheet 1.2mm x 4' x 8' (3.24kG/m2) | kG | 2700 | 4.2857 | 0 | 1 | 4.2857 | 17500 | 75000 | 1
| Al-1.5 | MS0107-005-0-XX-2 | Al Sheet 1.5mm x 4' x 8' (4.05kG/m2) | kG | 2700 | 4.2857 | 0 | 1 | 4.2857 | 17500 | 75000 | 1
| Al-2.0 | MS0107-006-0-XX-2 | Al Sheet 2.0mm x 4' x 8' (5.40kG/m2) | kG | 2700 | 4.2857 | 0 | 1 | 4.2857 | 17500 | 75000 | 1
| Brass-1.0 | MS0109-000-0-XX-2 | Brass 1.0mm x 1m2 x 8650kG/m3 | kG | 8650 | 4.3874 | 0 | 1 | 4.3874 | 17500 | 76780.3194 | 1
| Brass-1.2 | MS0109-001-0-XX-2 | Brass 1.2mm x 1m x 2m | kG | 8650 | 4.3874 | 0 | 1 | 4.3874 | 17500 | 76780.3194 | 1
| Brass-1.5 | MS0109-002-0-XX-2 | Brass 1.5mm x 1m x 2m | kG | 8650 | 4.3874 | 0 | 1 | 4.3874 | 17500 | 76780.3194 | 1
| FIN STOCK |  |  | UoM | MX | FOB | Fab/Frt | LF | $ U/CUoM | Rp/$ | Rp U/CUoM | U/Wuom
| AF-3/8 x 0.11 | CS0102-001-0-XX-3 | Al Fin 272mmRW : Plain 0.110mmT | kG | 2700 | 6.1714 | 1 | 1 | 6.1714 | 17500 | 108000 | 1
| AF-1/2 x 0.11 | CS0102-002-0-XX-3 | Al Fin 230mmRW : Plain 0.110mmT | kG | 2700 | 6.1714 | 1 | 1 | 6.1714 | 17500 | 108000 | 1
| AF-5/8 x 0.12 | CS0102-003-0-XX-3 | Al Fin 208mmRW : Plain 0.120mmT | kG | 2700 | 6.1714 | 1 | 1 | 6.1714 | 17500 | 108000 | 1
| AF-3/8 x 0.14 | CS0102-004-0-XX-3 | Al Fin 272mmRW : Plain 0.140mmT | kG | 2700 | 6.1714 | 1 | 1 | 6.1714 | 17500 | 108000 | 1
| AF-1/2 x 0.14 | CS0102-005-0-XX-3 | Al Fin 230mmRW : Plain 0.140mmT | kG | 2700 | 6.1714 | 1 | 1 | 6.1714 | 17500 | 108000 | 1
| AF-5/8 x 0.14 | CS0102-006-0-XX-3 | Al Fin 208mmRW : Plain 0.140mmT | kG | 2700 | 6.1714 | 1 | 1 | 6.1714 | 17500 | 108000 | 1
| BF-3/8 x 0.115 | CS0102-101-0-XX-3 | Al Blue Fin 272mmRW : 0.115mmT | kG | 2700 | 6.2857 | 1 | 1 | 6.2857 | 17500 | 110000 | 1
| BF-1/2 x 0.115 | CS0102-102-0-XX-3 | Al Blue Fin 230mmRW : 0.115mmT | kG | 2700 | 6.2857 | 1 | 1 | 6.2857 | 17500 | 110000 | 1
| BF-5/8 x 0.115 | CS0102-103-0-XX-3 | Al Blue Fin 208mmRW : 0.115mmT | kG | 2700 | 6.2857 | 1 | 1 | 6.2857 | 17500 | 110000 | 1
| GF-3/8 x 0.115 | CS0102-201-0-XX-3 | Al Gold Fin 272mmRW : 0.115mmT | kG | 2700 | 6.3429 | 1 | 1 | 6.3429 | 17500 | 111000 | 1
| GF-1/2 x 0.115 | CS0102-202-0-XX-3 | Al Gold Fin 230mmRW : 0.115mmT | kG | 2700 | 6.3429 | 1 | 1 | 6.3429 | 17500 | 111000 | 1
| GF-5/8 x 0.115 | CS0102-203-0-XX-3 | Al Gold Fin 208mmRW : 0.115mmT | kG | 2700 | 6.3429 | 1 | 1 | 6.3429 | 17500 | 111000 | 1
| CF-3/8 x 0.120 | CS0102-301-0-XX-3 | Cu Fin 272mmRW : Plain 0.120mmT | kG | 8900 | 18.3429 | 1 | 1 | 18.3429 | 17500 | 321000 | 1
| CF-1/2 x 0.120 | CS0102-302-0-XX-3 | Cu Fin 230mmRW : Plain 0.120mmT | kG | 8900 | 18.3429 | 1 | 1 | 18.3429 | 17500 | 321000 | 1
| CF-5/8 x 0.120 | CS0102-303-0-XX-3 | Cu Fin 208mmRW : Plain 0.120mmT | kG | 8900 | 18.3429 | 1 | 1 | 18.3429 | 17500 | 321000 | 1
| LWC |  |  | UoM | MX | FOB | Fab/Frt | LF | $ U/CUoM | Rp/$ | Rp U/CUoM | U/Wuom
| CuLWC-7mm x 0.30 | CS0101-001-0-XX-3 | Copper LWC Plain : 7.00Ø x 0.33T | kG | 8900 | 18.5714 | 1 | 1 | 18.5714 | 17500 | 325000 | 1
| CuLWC-3/8 x 0.33 | CS0101-002-0-XX-3 | Copper LWC Plain : 9.52Ø x 0.33T | kG | 8900 | 18.5714 | 1 | 1 | 18.5714 | 17500 | 325000 | 1
| CuLWC-1/2 x 0.34 | CS0101-003-0-XX-3 | Copper LWC Plain : 12.70Ø x 0.34T | kG | 8900 | 18.5714 | 1 | 1 | 18.5714 | 17500 | 325000 | 1
| CuLWC-5/8 x 0.41 | CS0101-004-0-XX-3 | Copper LWC Plain : 15.87Ø x 0.41T | kG | 8900 | 18.5714 | 1 | 1 | 18.5714 | 17500 | 325000 | 1
| U BEND / AGC RING |  |  | UoM | MX | FOB | Fab/Frt | LF | $ U/CUoM | Rp/$ | Rp U/CUoM | U/Wuom
| UB-3/8 | CS0106-001-1-XX-2 | U Bend 3/8" (25p) | Pc | 1 | 0.28 | 0 | 1 | 0.28 | 17500 | 4900 | 0.0064294
| UB-1/2 | CS0106-002-1-XX-2 | U Bend 1/2" (32p) | Pc | 1 | 0.8 | 0 | 1 | 0.8 | 17500 | 14000 | 0.013892
| UB-5/8 | CS0106-003-1-XX-2 | U Bend 5/8" (38p) | Pc | 1 | 1.4 | 0 | 1 | 1.4 | 17500 | 24500 | 0.021442
| BRAZING ALLOY |  |  | UoM | MX | FOB | Fab/Frt | LF | $ U/CUoM | Rp/$ | Rp U/CUoM | U/Wuom
| Alloy-2% | OS0301-003-0-XX-2 | Brazing Rod 2% x 55Pc/kG | kG | 0.028432 | 42.5412 | 0 | 1.1 | 46.7953 | 17500 | 818917.2421 | 1
| Alloy-35% | OS0301-005-0-XX-2 | Brazing Rod 35% x 49Pc/kG | kG | 0.11078 | 480.9184 | 0 | 1.1 | 529.0103 | 17500 | 9257679.7583 | 1
| Welding | OS0302-001-0-XX-2 | Welding Rod : Steel RB 2.6; 5kg/packing | kG | 0.05 | 1.3811 | 0 | 1.1 | 1.5192 | 17500 | 26586.1027 | 1
| BRAZING GASES |  |  | UoM | MX | FOB | Fab/Frt | LF | $ U/CUoM | Rp/$ | Rp U/CUoM | U/Wuom
| LPG | OS0304-001-0-XX-2 | Industrial Gas, LPG : 6m3/150bar | Cy | 0.046713 | 77.0701 | 0 | 1.1 | 84.7771 | 17500 | 1483599.4821 | 0
| O2 | OS0304-002-0-XX-2 | Industrial Gas, Oxygen : 6m3/150bar | Cy | 0.046713 | 69.0548 | 0 | 1.1 | 75.9603 | 17500 | 1329305.136 | 0
| N2 | OS0304-003-0-XX-2 | Industrial Gas, Nitrogen : 6m3/150bar | Cy | 0.046713 | 86.3185 | 0 | 1.1 | 94.9504 | 17500 | 1661631.4199 | 0
| N2-Leak Test | OS0304-003-0-XX-2 | Industrial Gas, Nitrogen : 6m3/150bar | Cy | 5 | 86.3185 | 0 | 1.1 | 94.9504 | 17500 | 1661631.4199 | 0
| COATING SUPPLIES |  |  | UoM | MX | FOB | Fab/Frt | LF | $ U/CUoM | Rp/$ | Rp U/CUoM | U/Wuom | $/m2R
| VR514 | OS0201-001-0-HE-3 | Heresite Phenolic VR514 (5USG Pail @ 4.442kG/USG) | kG/m2 | 0.027096 | 26.1364 | 0 | 2.7 | 70.5682 | 17500 | 1234943.1818 | 63% | 187.7038
| S440 | OS0201-002-0-HE-3 | Heresite Solvent S440 (Impala Super) | kG/m2 | 0.013047 | 0.11999 | 0 | 1.1 | 0.13199 | 17500 | 2309.8207 | 0%
| UC5504 | OS0201-003-0-HE-3 | Heresite Polyurethane UC5504 | kG/m2 | 0.029926 | 23.226 | 0 | 1.95 | 45.2907 | 17500 | 792588.0797 | 61% | 305.3528
| S330 | OS0201-004-0-HE-3 | Heresite Solvent S330 | kG/m2 | 0.01441 | 0.11999 | 0 | 1.1 | 0.13199 | 17500 | 2309.8207 | 0%
| WB506 | OS0201-005-0-HE-3 | Heresite Phenolic WB506 (5USG/4.442kG per Pail) | L/m2 | 0.023091 | 12.0463 | 0 | 1.95 | 23.4903 | 17500 | 411079.4104 | 30% | 122.0389
| Water | - | Water | L/m2 | 0 | 0 | 0 | 1.1 | 0 | 17500 | 0 | 0%
| Aeris AC | OS0203-001-0-DM-3 | Aeris AG-CPB-5 (AUD$451.52 per 5Liter) | L/m2 | 0.05 | 54.4864 | 0 | 1.5 | 81.7296 | 17500 | 1430268.0363 | 30% | 904.2123
| Aeris AB | OS0203-002-0-DM-3 | Aeris AG-CPB-5 (AUD$115.02 per 1.25Liter) | L/m2 | 0.0029 | 55.5194 | 0 | 1.5 | 83.279 | 17500 | 1457383.3233 | 0%
| TiO2 | OS0202-001-0-DM-3 | ECRA-DMT TiO2 | L/m2 | 0.023091 | 30 | 0 | 2.7 | 81 | 17500 | 1417500 | 30% | 241.2103
| Water | - | Water | L/m2 | 0 | 0 | 0 | 1.1 | 0 | 17500 | 0 | 0%
| FAB COST |  |  | UoM | MX | FOB | Fab/Frt | LF | $ U/CUoM | Rp/$ | Rp U/CUoM | U/Wuom
| Bend | SC0101-001-0-XX-2 | Metal FabCharge : Shear/Bend GI < 2.0mmT, S | Stroke | 1 | 0.092484 | 0 | 1 | 0.092484 | 17500 | 1618.4722 | 0
| Punch | SC0101-016-0-XX-2 | Metal FabCharge : Punch GI < 2.0mmT | Stroke | 1 | 0.029248 | 0 | 1 | 0.029248 | 17500 | 511.8472 | 0
| Emboss | SC0101-013-0-XX-2 | Metal FabCharge : Emboss 3/8", 1/2", 5/8" | Stroke | 1 | 0.061656 | 0 | 1 | 0.061656 | 17500 | 1078.9814 | 0
| AGC-3/8 | CS0107-001-1-TT-2 | Silicon Ring 3/8" | Pc | 1 | 0.068068 | 0 | 1 | 0.068068 | 17500 | 1191.1955 | 0.000825
| AGC-1/2 | CS0107-002-1-TT-2 | Silicon Ring 1/2" | Pc | 1 | 0.089401 | 0 | 1 | 0.089401 | 17500 | 1564.5231 | 0.0012
| AGC-5/8 | CS0107-003-1-TT-2 | Silicon Ring 5/8" | Pc | 1 | 0.11354 | 0 | 1 | 0.11354 | 17500 | 1986.9443 | 0.0017455
| HEADER |  |  | UoM | MX | FOB | Fab/Frt | LF | $ U/CUoM | Rp/$ | Rp U/CUoM | U/Wuom | WT
| BS40-3/4 | CS0202-002-0-XX-2 | Steel Pipe, 3/4" ANSI Sch40 (25mm) | m | 1 | 4.3924 | 0 | 1.1 | 4.8316 | 17500 | 84553.7764 | 1.68 | 2.8702
| BS40-1 | CS0202-003-0-XX-2 | Steel Pipe, 1" ANSI Sch40 (35mm) | m | 1 | 6.3814 | 0 | 1.1 | 7.0195 | 17500 | 122842.0371 | 2.5 | 3.3782
| BS40-1 1/4 | CS0202-004-0-XX-2 | Steel Pipe, 1 1/4" ANSI Sch40 (40mm) | m | 1 | 7.3473 | 0 | 1.1 | 8.0821 | 17500 | 141436.484 | 3.38 | 3.556
| BS40-1 1/2 | CS0202-005-0-XX-2 | Steel Pipe, 1 1/2" ANSI Sch40 (50mm) | m | 1 | 7.409 | 0 | 1.1 | 8.1499 | 17500 | 142623.3635 | 4.04 | 3.683
| BS40-2 | CS0202-006-0-XX-2 | Steel Pipe, 2" ANSI Sch40 (65mm) | m | 1 | 14.633 | 0 | 1.1 | 16.0963 | 17500 | 281686.0883 | 5.43 | 3.9116
| BS40-2 1/2 | CS0202-007-0-XX-2 | Steel Pipe, 2 1/2" ANSI Sch40 (75mm) | m | 1 | 17.7261 | 0 | 1.1 | 19.4987 | 17500 | 341227.8809 | 8.62 | 5.1562
| BS40-3 | CS0202-008-0-XX-2 | Steel Pipe, 3" ANSI Sch40 (80mm) | m | 1 | 18.25 | 0 | 1.1 | 20.075 | 17500 | 351312.5 | 11.27 | 5.4864
| BS40-3 1/2 | CS0202-009-0-XX-2 | Steel Pipe, 3 1/2" ANSI Sch40 (100mm) | m | 1 | 39.3058 | 0 | 1.1 | 43.2363 | 17500 | 756635.7359 | 13.56 | 5.7404
| BS40-4 | CS0202-009-0-XX-2 | Steel Pipe, 4" ANSI Sch40 (115mm) | m | 1 | 20.13 | 0 | 1.1 | 22.143 | 17500 | 387502.5 | 16.06 | 6.0198
| BS40-5 | CS0202-010-0-XX-2 | Steel Pipe, 5" ANSI Sch40 (140mm) | m | 1 | 22.5 | 0 | 1.1 | 24.75 | 17500 | 433125 | 21.74 | 6.5532
| CuCWC-7/8 | CS0203-001-0-XX-2 | Cu Header Pipe, 22mmOD (7/8" x 0.9T x 0.531kG/m) | m | 1 | 8.55 | 0 | 1.1 | 9.405 | 17500 | 164587.5 | 0.531 | 0.9
| CuCWC-1 1/8 | CS0203-002-0-XX-2 | Cu Header Pipe, 28mmOD (1 1/8" x 0.9T x 0.682kG/m) | m | 1 | 6.5177 | 0 | 1.1 | 7.1694 | 17500 | 125465.041 | 0.682 | 0.9
| CuCWC-1 3/8 | CS0203-003-0-XX-2 | Cu Header Pipe, 35mmOD (1 3/8" x 1.2T x 1.134kG/m) | m | 1 | 16.2286 | 0 | 1.1 | 17.8514 | 17500 | 312400 | 1.134 | 1.2
| CuCWC-1 5/8 | CS0203-004-0-XX-2 | Cu Header Pipe, 42mmOD (1 5/8" x 1.2T x 1.369kG/m) | m | 1 | 17.1429 | 0 | 1.1 | 18.8571 | 17500 | 330000 | 1.369 | 1.2
| CuCWC-2 1/8 | CS0203-005-0-XX-2 | Cu Header Pipe, 54mmOD (2 1/8" x 1.2T x 1.772kG/m) | m | 1 | 16.9345 | 0 | 1.1 | 18.6279 | 17500 | 325988.347 | 1.772 | 1.2
| CuCWC-2 5/8 | CS0203-006-0-XX-2 | Cu Header Pipe, 67mmOD (2 5/8" x 1.5T x 2.747kG/m) | m | 1 | 26.2522 | 0 | 1.1 | 28.8775 | 17500 | 505355.5244 | 2.747 | 1.5
| CuCWC-3 3/8 | CS0203-009-0-XX-2 | Cu Header Pipe, 85mmOD (3 3/8" x 1.5T x 3.125kG/m) | m | 1 | 29.8647 | 0 | 1.1 | 32.8511 | 17500 | 574894.7993 | 3.125 | 1.5
| CuCWC-4 3/8 | CS0203-010-0-XX-2 | Cu Header Pipe, 108mmOD (4 3/8" x 1.5T x 4.467kG/m) | m | 1 | 42.6897 | 0 | 1.1 | 46.9587 | 17500 | 821777.6219 | 4.467 | 1.5
| CuCWC-5 3/8 | CS0203-011-0-XX-2 | Cu Header Pipe, 133mmOD (5 3/8" x 1.5T x 5.515kG/m) | m | 1 | 52.7052 | 0 | 1.1 | 57.9757 | 17500 | 1014574.3418 | 5.515 | 1.5
| CuDX/ACC-7/8 | CS0205-101-0-XX-3 | Cu SA, 7/8" x 1.20mmT x 4m x 2.823kG/Lg | m | 1 | 6.7446 | 0 | 1.1 | 7.4191 | 17500 | 129834.2415 | 0.70575 | 1.2
| CuDX/ACC-1 | CS0205-102-0-XX-3 | Cu SA, 1" x 1.20mmT x 4m x 3.249kG/Lg | m | 1 | 7.7624 | 0 | 1.1 | 8.5387 | 17500 | 149426.6562 | 0.81225 | 1.2
| CuDX/ACC-1 1/8 | CS0205-103-0-XX-3 | Cu SA, 1 1/8" x 1.40mmT x 4m x 4.257kG/Lg | m | 1 | 15.1707 | 0 | 1.1 | 16.6878 | 17500 | 292036.1729 | 1.0642 | 1.4
| CuDX/ACC-1 3/8 | CS0205-104-0-XX-3 | Cu SA, 1 3/8" x 1.40mmT x 4m x 5.251kG/Lg | m | 1 | 17.2286 | 0 | 1.1 | 18.9514 | 17500 | 331650 | 1.3128 | 1.4
| CuDX/ACC-1 5/8 | CS0205-105-0-XX-3 | Cu SA, 1 5/8" x 1.40mmT x 4m x 6.246kG/Lg | m | 1 | 18.2857 | 0 | 1.1 | 20.1143 | 17500 | 352000 | 1.5615 | 1.4
| CuDX/ACC-1 7/8 | CS0205-106-0-XX-3 | Cu SA, 1 7/8" x 1.40mmT x 4m x 7.241kG/Lg | m | 1 | 17.3 | 0 | 1.1 | 19.03 | 17500 | 333025.0593 | 1.8102 | 1.4
| CuDX/ACC-2 | CS0205-107-0-XX-3 | Cu SA, 2" x 1.40mmT x 4m x 7.738kG/Lg | m | 1 | 18.4874 | 0 | 1.1 | 20.3362 | 17500 | 355882.8766 | 1.9345 | 1.4
| CuDX/ACC-2 1/8 | CS0205-108-0-XX-3 | Cu SA, 2 1/8" x 1.40mmT x 4m x 8.235kG/Lg | m | 1 | 19.6748 | 0 | 1.1 | 21.6423 | 17500 | 378740.6938 | 2.0587 | 1.4
| CuDX/ACC-3/16 | CS0204-001-0-XX-3 | Cu Pancake, 3/16" x 0.45mmT x 30m x 1.628kG/Roll | m | 1 | 0.51861 | 0 | 1.1 | 0.57047 | 17500 | 9983.2398 | 0.054267 | 0.45
| CuDX/ACC-1/4 | CS0204-002-0-XX-3 | Cu Pancake, 1/4" x 0.71mmT x 15m x 1.680kG/Roll | m | 1 | 1.33 | 0 | 1.1 | 1.463 | 17500 | 25602.5 | 0.112 | 0.71
| CuDX/ACC-5/16 | CS0204-003-0-XX-3 | Cu Pancake, 5/16" x 0.71mmT x 15m x 2.153kG/Roll | m | 1 | 1.3717 | 0 | 1.1 | 1.5089 | 17500 | 26405.3014 | 0.14353 | 0.71
| CuDX/ACC-3/8 | CS0204-004-0-XX-3 | Cu Pancake, 3/8" x 0.81mmT x 15m x 2.962kG/Roll | m | 1 | 1.8871 | 0 | 1.1 | 2.0758 | 17500 | 36327.2191 | 0.19747 | 0.81
| CuDX/ACC-1/2 | CS0204-005-0-XX-3 | Cu Pancake, 1/2" x 0.81mmT x 15m x 4.041kG/Roll | m | 1 | 2.5746 | 0 | 1.1 | 2.832 | 17500 | 49560.5309 | 0.2694 | 0.81
| CuDX/ACC-5/8 | CS0204-006-0-XX-3 | Cu Pancake, 5/8" x 0.81mmT x 15m x 5.120kG/Roll | m | 1 | 5.3753 | 0 | 1.1 | 5.9128 | 17500 | 103473.6308 | 0.34133 | 0.81
| CuDX/ACC-3/4 | CS0204-007-0-XX-3 | Cu Pancake, 3/4" x 1.20mmT x 15m x 8.987kG/Roll | m | 1 | 8.6207 | 0 | 1.1 | 9.4828 | 17500 | 165948.2759 | 0.59913 | 1.2
| Cap-BS 3/4 | CS0207-102-1-XX-1 | Black Steel Cap - 3/4" | Pc | 1 | 0.02034 | 0 | 1.1 | 0.022374 | 17500 | 391.5457 | 0.01004
| Cap-BS 1 | CS0207-103-1-XX-1 | Black Steel Cap - 1" | Pc | 1 | 0.038096 | 0 | 1.1 | 0.041906 | 17500 | 733.3502 | 0.018805
| Cap-BS 1 1/4 | CS0207-104-1-XX-1 | Black Steel Cap - 1 1/4" | Pc | 1 | 0.066315 | 0 | 1.1 | 0.072946 | 17500 | 1276.5564 | 0.032734
| Cap-BS 1 1/2 | CS0207-105-1-XX-1 | Black Steel Cap - 1 1/2" | Pc | 1 | 0.091562 | 0 | 1.1 | 0.10072 | 17500 | 1762.5727 | 0.045197
| Cap-BS 2 | CS0207-106-1-XX-1 | Black Steel Cap - 2" | Pc | 1 | 0.15574 | 0 | 1.1 | 0.17132 | 17500 | 2998.076 | 0.076879
| Cap-BS 2 1/2 | CS0207-107-1-XX-1 | Black Steel Cap - 2 1/2" | Pc | 1 | 0.28795 | 0 | 1.1 | 0.31674 | 17500 | 5543.0213 | 0.14214
| Cap-BS 3 | CS0207-108-1-XX-1 | Black Steel Cap - 3" | Pc | 1 | 0.47759 | 0 | 1.1 | 0.52535 | 17500 | 9193.584 | 0.23575
| Cap-BS 3 1/2 | CS0207-109-1-XX-1 | Black Steel Cap - 3 1/2" | Pc | 1 | 0.65994 | 0 | 1.1 | 0.72594 | 17500 | 12703.899 | 0.32576
| Cap-BS 4 | CS0207-110-1-XX-1 | Black Steel Cap - 4" | Pc | 1 | 0.88303 | 0 | 1.1 | 0.97133 | 17500 | 16998.2344 | 0.43588
| Cap-BS 5 | CS0207-111-1-XX-1 | Black Steel Cap - 5" | Pc | 1 | 1.4886 | 0 | 1.1 | 1.6375 | 17500 | 28655.9812 | 0.73482
| Cap-Cu 1/2 | CS0207-001-1-XX-1 | Copper Cap - 1/2" | Pc | 1 | 0.096467 | 0 | 1.1 | 0.10611 | 17500 | 1856.9931 | 0.0095604
| Cap-Cu 5/8 | CS0207-002-1-XX-1 | Copper Cap - 5/8" | Pc | 1 | 0.11672 | 0 | 1.1 | 0.1284 | 17500 | 2246.9139 | 0.011878
| Cap-Cu 3/4 | CS0207-003-1-XX-1 | Copper Cap - 3/4" | Pc | 1 | 0.13917 | 0 | 1.1 | 0.15309 | 17500 | 2679.1051 | 0.014446
| Cap-Cu 7/8 | CS0207-004-1-XX-1 | Copper Cap - 7/8" | Pc | 1 | 0.16382 | 0 | 1.1 | 0.1802 | 17500 | 3153.5669 | 0.017266
| Cap-Cu 1 | CS0207-005-1-XX-1 | Copper Cap - 1" | Pc | 1 | 0.19066 | 0 | 1.1 | 0.20973 | 17500 | 3670.2993 | 0.020337
| Cap-Cu 1 1/8 | CS0207-006-1-XX-1 | Copper Cap - 1 1/8" | Pc | 1 | 0.2326 | 0 | 1.1 | 0.25586 | 17500 | 4477.5776 | 0.023659
| Cap-Cu 1 1/4 | CS0207-007-1-XX-1 | Copper Cap - 1 1/4" | Pc | 1 | 0.26493 | 0 | 1.1 | 0.29143 | 17500 | 5099.9863 | 0.027358
| Cap-Cu 1 3/8 | CS0207-008-1-XX-1 | Copper Cap - 1 3/8" | Pc | 1 | 0.29727 | 0 | 1.1 | 0.32699 | 17500 | 5722.3949 | 0.031057
| Cap-Cu 1 1/2 | CS0207-009-1-XX-1 | Copper Cap - 1 1/2" | Pc | 1 | 0.33291 | 0 | 1.1 | 0.3662 | 17500 | 6408.5152 | 0.035258
| Cap-Cu 1 5/8 | CS0207-010-1-XX-1 | Copper Cap - 1 5/8" | Pc | 1 | 0.36855 | 0 | 1.1 | 0.40541 | 17500 | 7094.6355 | 0.039459
| Cap-Cu 2 1/8 | CS0207-011-1-XX-1 | Copper Cap - 2 1/8" | Pc | 1 | 0.56651 | 0 | 1.1 | 0.62316 | 17500 | 10905.3072 | 0.059279
| AV-Core | LC0301-101-1-PA-3 | Access Valve, Valve Core (Green) | Pc | 1 | 0.45513 | 0 | 1.1 | 0.50064 | 17500 | 8761.2179 | 0
| AV-cap | LC0301-102-1-PA-3 | Access Valve, Valve Cap c/w Opener | Pc | 1 | 1.5897 | 0 | 1.1 | 1.7487 | 17500 | 30602.5641 | 0.03
| AV-Body | LC0301-103-1-PA-3 | Access Valve, Valve Body | Pc | 1 | 1.3184 | 0 | 1.1 | 1.4502 | 17500 | 25378.7393 | 0.02
| TXV |  |  | UoM | MX | FOB | Fab/Frt | LF | $ U/CUoM | Rp/$ | Rp U/CUoM | U/Wuom
| TXV407-2 | LC0101-001-1-SA-3 | TXV 2TR R407c | Pc | 1 | 80 | 0 | 1 | 80 | 17500 | 1400000 | 0.38
| TXV407-3 | LC0101-002-1-SA-3 | TXV 3TR R407c | Pc | 1 | 18.1815 | 0 | 1 | 18.1815 | 17500 | 318176.25 | 0.38
| TXV407-4 | LC0101-003-1-SA-3 | TXV 4TR R407c | Pc | 1 | 18.1815 | 0 | 1 | 18.1815 | 17500 | 318176.25 | 0.38
| TXV407-5 | LC0101-004-1-SA-3 | TGEX 10-6 (20kW/R407c/5TR) | Pc | 1 | 18.1815 | 0 | 1 | 18.1815 | 17500 | 318176.25 | 0.38
| TXV407-6 | LC0101-005-1-SA-3 | TXV 6TR R407c | Pc | 1 | 22.3947 | 0 | 1 | 22.3947 | 17500 | 391907.8947 | 0.4
| TXV407-7.5 | LC0101-006-1-SA-3 | TGEX 10-7.5 (27kW/R407c/7TR) | Pc | 1 | 26.059 | 0 | 1 | 26.059 | 17500 | 456032.5 | 0.3065
| TXV407-10 | LC0101-007-1-SA-3 | TGEX 10-11 (38kW/R407c/10TR) | Pc | 1 | 30.797 | 0 | 1 | 30.797 | 17500 | 538947.5 | 0.3065
| TXV407-11 | LC0101-008-1-SA-3 | TXV 11TR R407c | Pc | 1 | 30.797 | 0 | 1 | 30.797 | 17500 | 538947.5 | 0.3065
| TXV407-12.5 | LC0101-009-1-SA-3 | TGEX 10-11 (38kW/R407c/12.5TR) | Pc | 1 | 30.797 | 0 | 1 | 30.797 | 17500 | 538947.5 | 0.3065
| TXV407-15 | LC0101-010-1-SA-3 | TGEX 20-15 (54kW/R407c/15TR) | Pc | 1 | 30.797 | 0 | 1 | 30.797 | 17500 | 538947.5 | 0.311
| TXV407-18 | LC0101-011-1-SA-3 | TXV 18TR R407c | Pc | 1 |  | 0 | 1 | 0 | 17500 | 0 | 0.58
| TXV407-20 | LC0101-012-1-SA-3 | TXV 20TR R407c | Pc | 1 |  | 0 | 1 | 0 | 17500 | 0 | 0.58
| TXV407-25 | LC0101-013-1-SA-3 | TXV 25TR R407c | Pc | 1 |  | 0 | 1 | 0 | 17500 | 0 | 0.58
| TXV407-30 | LC0101-014-1-SA-3 | TXV 30TR R407c | Pc | 1 |  | 0 | 1 | 0 | 17500 | 0 | 0.58
| TXV410-2 | LC0102-001-1-SA-3 | TXV 2TR R410a | Pc | 1 | 18.1815 | 0 | 1 | 18.1815 | 17500 | 318176.25 | 0.38
| TXV410-3 | LC0102-002-1-SA-3 | TXV 3TR R410a | Pc | 1 | 18.1815 | 0 | 1 | 18.1815 | 17500 | 318176.25 | 0.38
| TXV410-4 | LC0102-003-1-SA-3 | TXV 4TR R410a | Pc | 1 | 18.1815 | 0 | 1 | 18.1815 | 17500 | 318176.25 | 0.38
| TXV410-5 | LC0102-004-1-SA-3 | TXV 5TR R410a | Pc | 1 | 18.1815 | 0 | 1 | 18.1815 | 17500 | 318176.25 | 0.38
| TXV410-6 | LC0102-005-1-SA-3 | TXV 6TR R410a | Pc | 1 | 22.3947 | 0 | 1 | 22.3947 | 17500 | 391907.8947 | 0.4
| TXV410-7.5 | LC0102-006-1-SA-3 | TXV 7.5TR R410a | Pc | 1 | 26.059 | 0 | 1 | 26.059 | 17500 | 456032.5 | 0.3065
| TXV410-10 | LC0102-007-1-SA-3 | TXV 10TR R410a | Pc | 1 | 30.797 | 0 | 1 | 30.797 | 17500 | 538947.5 | 0.3065
| TXV410-11 | LC0102-008-1-SA-3 | TXV 11TR R410a | Pc | 1 | 30.797 | 0 | 1 | 30.797 | 17500 | 538947.5 | 0.3065
| TXV410-12.5 | LC0102-009-1-SA-3 | TXV 12.5TR R410a | Pc | 1 | 30.797 | 0 | 1 | 30.797 | 17500 | 538947.5 | 0.3065
| TXV410-16 | LC0102-010-1-SA-3 | TXV 16TR R410a | Pc | 1 | 30.797 | 0 | 1 | 30.797 | 17500 | 538947.5 | 0.311
| TXV410-18 | LC0102-011-1-SA-3 | TXV 18TR R410a | Pc | 1 |  | 0 | 1 | 0 | 17500 | 0 | 0.58
| TXV410-20 | LC0102-012-1-SA-3 | TXV 20TR R410a | Pc | 1 |  | 0 | 1 | 0 | 17500 | 0 | 0.58
| TXV410-25 | LC0102-013-1-SA-3 | TXV 25TR R410a | Pc | 1 |  | 0 | 1 | 0 | 17500 | 0 | 0.58
| TXV410-30 | LC0102-014-1-SA-3 | TXV 30TR R410a | Pc | 1 |  | 0 | 1 | 0 | 17500 | 0 | 0.58
| DISTRIBUTOR |  |  | UoM | MX | FOB | Fab/Frt | LF | $ U/CUoM | Rp/$ | Rp U/CUoM | U/Wuom
| 4W | LC0201-001-1-TT-1 | Conical 4W x 3/8" | Pc | 1 | 9.8 | 0 | 1 | 9.8 | 17500 | 171500 | 0.098468
| 5W | LC0201-002-1-TT-1 | Conical 5W x 3/8" | Pc | 1 | 9.8 | 0 | 1 | 9.8 | 17500 | 171500 | 0.094891
| 6W | LC0201-003-1-TT-1 | Conical 6W x 3/8" | Pc | 1 | 9.8 | 0 | 1 | 9.8 | 17500 | 171500 | 0.091315
| 7W | LC0201-004-1-TT-1 | Conical 7W x 3/8" | Pc | 1 | 9.8 | 0 | 1 | 9.8 | 17500 | 171500 | 0.087738
| 8W | LC0201-005-1-TT-1 | Conical 8W x 3/8" | Pc | 1 | 13.5 | 0 | 1 | 13.5 | 17500 | 236250 | 0.11853
| 9W | LC0201-006-1-TT-1 | Conical 9W x 1/2" | Pc | 1 | 13.5 | 0 | 1 | 13.5 | 17500 | 236250 | 0.17015
| 10W | LC0201-007-1-TT-1 | Conical 10W x 1/2" | Pc | 1 | 17.25 | 0 | 1 | 17.25 | 17500 | 301875 | 0.16582
| 11W | LC0201-009-1-TT-1 | Conical 11W x 5/8" | Pc | 1 | 17.25 | 0 | 1 | 17.25 | 17500 | 301875 | 0.12222
| 12W | LC0201-010-1-TT-1 | Conical 12W x 5/8" | Pc | 1 | 17.25 | 0 | 1 | 17.25 | 17500 | 301875 | 0.11746
| 13W | LC0201-012-1-TT-1 | Conical 13W x 5/8" | Pc | 1 | 17.25 | 0 | 1 | 17.25 | 17500 | 301875 | 0.11271
| 14W | LC0201-013-1-TT-1 | Conical 14W x 5/8" | Pc | 1 | 17.25 | 0 | 1 | 17.25 | 17500 | 301875 | 0.19901
| 15W | LC0201-015-1-TT-1 | Conical 15W x 5/8" | Pc | 1 | 21.8 | 0 | 1 | 21.8 | 17500 | 381500 | 0.26613
| 16W | LC0201-016-1-TT-1 | Conical 16W x 5/8" | Pc | 1 | 32.5 | 0 | 1 | 32.5 | 17500 | 568750 | 0.2923
| 17W | LC0201-018-1-TT-1 | Conical 17W x 5/8" | Pc | 1 | 21.8 | 0 | 1 | 21.8 | 17500 | 381500 | 0.30513
| 18W | LC0201-019-1-TT-1 | Conical 18W x 5/8" | Pc | 1 | 26.75 | 0 | 1 | 26.75 | 17500 | 468125 | 0.34428
| 19W | LC0201-020-1-TT-1 | Conical 19W x 5/8" | Pc | 1 | 29.7 | 0 | 1 | 29.7 | 17500 | 519750 | 0.46528
| 20W | LC0201-021-1-TT-1 | Conical 20W x 5/8" | Pc | 1 | 29.7 | 0 | 1 | 29.7 | 17500 | 519750 | 0.48507
| 21W | LC0201-022-1-TT-1 | Conical 21W x 5/8" | Pc | 1 | 29.7 | 0 | 1 | 29.7 | 17500 | 519750 | 0.51692
| 22W | LC0201-023-1-TT-1 | Conical 22W x 3/4" | Pc | 1 | 32.5 | 0 | 1 | 32.5 | 17500 | 568750 | 0.43677
| 23W | LC0201-024-1-TT-1 | Conical 23W x 3/4" | Pc | 1 | 38.75 | 0 | 1 | 38.75 | 17500 | 678125 | 0.68775
| 24W | LC0201-025-1-TT-1 | Conical 24W x 3/4" | Pc | 1 | 38.75 | 0 | 1 | 38.75 | 17500 | 678125 | 0.71502
| 25W | LC0201-026-1-TT-1 | Conical 25W x 7/8" | Pc | 1 | 38.75 | 0 | 1 | 38.75 | 17500 | 678125 | 0.71243
| 26W | LC0201-027-1-TT-1 | Conical 26W x 7/8" | Pc | 1 | 45.45 | 0 | 1 | 45.45 | 17500 | 795375 | 0.99863
| 27W | LC0201-028-1-TT-1 | Conical 27W x 7/8" | Pc | 1 | 45.45 | 0 | 1 | 45.45 | 17500 | 795375 | 0.95098
| 28W | LC0201-029-1-TT-1 | Conical 28W x 7/8" | Pc | 1 | 52.75 | 0 | 1 | 52.75 | 17500 | 923125 | 1.1307
| 29W | LC0201-030-1-TT-1 | Conical 29W x 7/8" | Pc | 1 | 52.75 | 0 | 1 | 52.75 | 17500 | 923125 | 1.3807
| 30W | LC0201-031-1-TT-1 | Conical 30W x 7/8" | Pc | 1 | 52.75 | 0 | 1 | 52.75 | 17500 | 923125 | 1.3734
| 31W | LC0201-032-1-TT-1 | Conical 31W x 7/8" | Pc | 1 | 69 | 0 | 1 | 69 | 17500 | 1207500 | 1.3734
| 32W | LC0201-033-1-TT-1 | Conical 32W x 7/8" | Pc | 1 | 69 | 0 | 1 | 69 | 17500 | 1207500 | 1.3734
| 33W | LC0201-034-1-TT-1 | Conical 33W x 7/8" | Pc | 1 | 69 | 0 | 1 | 69 | 17500 | 1207500 | 1.3734
| SELECT: COIL TYPE |  |  | OD | Row | FPI | TH | FLmm | NCnew | RCnew | IN | OUT
| Coil Spec | System Type | CWC | 3/8 | 6 | 12 | 38 | 900 | 38 |  | 2 | 2
|  | Coil Geometry: T-T | 25 | ODmm | FW | SF | FH | TL | NCdefault | RCdefault
|  | Coil Geometry: R-R | 21.65 | 9.525 | 129.9 | 1.0694 | 950 | 1026.6295 | 38 | 1
| SELECT: COIL MATERIAL |  |  | WTnew | WTdefault | U/Cnew | U/Cselect | kG/m3 | WF
| Material Spec | Fin Stock (Rp/kG) | AF-1/2 x 0.11 | Row: 0.11; TH: 108000; FLmm: 2700; NCnew: 1.0306
|  | LWC (Rp/kG) | CuLWC-1/2 x 0.34 | Row: 0.33; TH: 325000; FLmm: 8900; NCnew: 1.02
|  | Coil Plate (Rp/kG) | GI-1.5 | Row: 1.5; TH: 24000; FLmm: 8080; NCnew: 1.15
| SELECT: HEADER MATERIAL |  |  | OD: WTnew; Row: WTdefault; FPI: U/Cnew; TH: U/Cselect
| Header Spec | Header: Copper/Black Steel | Black Steel
|  | Inlet Header | BS40-2 | Row: 5.43; TH: 281686.0883
|  | Inlet Header Cap | Cap-BS 2 | TH: 2998.076
|  | Outlet Header | BS40-2 | Row: 5.43; TH: 281686.0883
|  | Outlet Header Cap | Cap-BS 2 | TH: 2998.076
| SELECT: FABRICATION |  |  | Nnew | Ndefault | U/Cnew | U/Cselect | Lnew | Lselect
| Fabrication Spec | Tube Length | Straight Pin | Row: 228; TH: 325000; NCnew: 1026.6295
|  | U Bend | UB-3/8 | Row: 190; TH: 4900
|  | Tube Holding | AGC-3/8 | Row: 456; TH: 1191.1955
|  | TXV | TXV407-2 | OD: 0; Row: 0; TH: 1400000
|  | Distributor | 25W | OD: 0; Row: 0; TH: 678125
|  | Distributor Pipe (N / mmL) | CuDX/ACC-1/4 | OD: 0; Row: 0; TH: 25602.5; NCnew: 625
|  | Coating | No Coating
| SELECT: SHIPMENT TERMS |  |  | OD: Nnew; Row: Ndefault; FPI: U/Cnew; TH: U/Cselect
|  | Packing (Per m3) | Std Packing | FPI: 1000000; TH: 1000000
|  | Delivery | By Customer | OD: 0; Row: 0; FPI: 2000000; TH: 2000000
| PickList | Group | Item | UoM | Ø | T | W | L | V/A/L | MX | n(pc) | Qnett | N(set) | WF | Qgross | U/P (Rp) |  | U/W (kG) |  |  | Cost Center
| COIL FIN & TUBE ASSY | [19 empty] | 9373009.6822 | 48.34%
| AF-1/2 x 0.11 | - Finstock | Al Fin 230mmRW : Plain 0.110mmT | kG |  | 0.11 | 129.9 | 950 | 1.3575e-05 | 2700 | 455 | 16.6763 | 1 | 1.0306 | 17.1866 | 108000 | 1856150.7195 | 1 | 16.6763
| CuLWC-1/2 x 0.34 | - Tubestock | Copper LWC Plain : 12.70Ø x 0.34T | kG | 9.525 | 0.33 | 1026.6295 |  | 9.7905e-06 | 8900 | 228 | 19.8668 | 1 | 1.02 | 20.2642 | 325000 | 6585858.9627 | 1 | 19.8668
| UB-3/8 | - U Bend | U Bend 3/8" (25p) | OD: Pc; NCnew: 1; RCnew: 1; IN: 190; OUT: 190 | 1 | 1 | 190 | 4900 | 931000 | 0.0064294 | 1.2216
| COIL FRAME ASSY | [19 empty] | 1249887.5189 | 6.447%
| GI-1.5 | - End Plate | SGCC (GI) 1.5mm x 4' x 8' (12.00kG/m2) | kG |  | 1.5 | 329.9 | 1050 | 0.00051959 | 8080 | 2 | 8.3966 | 1 | 1.15 | 9.6561 | 24000 | 231746.5685 | 1 | 8.3966
| GI-1.5 | - Horizontal Plate | SGCC (GI) 1.5mm x 4' x 8' (12.00kG/m2) | kG |  | 1.5 | 329.9 | 940 | 0.00046516 | 8080 | 2 | 7.517 | 1 | 1.15 | 8.6445 | 24000 | 207468.3565 | 1 | 7.517
| GI-1.5 | - Middle Plate | SGCC (GI) 1.5mm x 4' x 8' (12.00kG/m2) | kG |  | 1.5 | 329.9 | 1050 | 0.00051959 | 8080 | 0 | 0 | 1 | 1.15 | 0 | 24000 | 0 | 1 | 0
| Bend | - EP/MP/HP Bending | Metal FabCharge : Shear/Bend GI < 2.0mmT, S | OD: Stroke; NCnew: 1; RCnew: 1; IN: 16; OUT: 16 | 1 | 1 | 16 | 1618.4722 | 25895.5546 | 0 | 0
| Punch | - EP/MP/HP Punching | Metal FabCharge : Punch GI < 2.0mmT | OD: Stroke; NCnew: 1; RCnew: 1; IN: 472; OUT: 472 | 1 | 1 | 472 | 511.8472 | 241591.8861 | 0 | 0
| Emboss | - EP/MP Emboss | Metal FabCharge : Emboss 3/8", 1/2", 5/8" | OD: Stroke; NCnew: 1; RCnew: 1; IN: 0; OUT: 0 | 0 | 1 | 0 | 1078.9814 | 0 | 0 | 0
| AGC-3/8 | - EP/MP AGC | Silicon Ring 3/8" | OD: Pc; NCnew: 1; RCnew: 1; IN: 456; OUT: 456 | 1 | 1 | 456 | 1191.1955 | 543185.1532 | 0.000825 | 0.3762
| EXPANSION DEVICE ASSY | [19 empty] | 972895 | 5.018%
| TXV407-2 | - TXV | TXV 2TR R407c | OD: Pc; NCnew: 1; RCnew: 1; IN: 0; OUT: 0 | 1 | 1 | 0 | 1400000 | 0 | 0.38 | 0
| 25W | - Distributor | Conical 25W x 7/8" | OD: Pc; NCnew: 1; RCnew: 1; IN: 0; OUT: 0 | 1 | 1 | 0 | 678125 | 0 | 0.71243 | 0
| CuDX/ACC-1/4 | - Distribution Inlet 1/4" | Cu Pancake, 1/4" x 0.71mmT x 15m x 1.680kG/Roll | m |  |  |  | 0 | 1 | 1 | 38 | 38 | 1 | 1 | 38 | 25602.5 | 972895 | 0.112 | 4.256
| HEADER ASSY | [19 empty] | 807632.7723 | 4.166%
| BS40-2 | - CWC Inlet Header | Steel Pipe, 2" ANSI Sch40 (65mm) | m |  |  |  | 1100 | 1.1 | 1 | 1 | 1.1 | 1 | 1.05 | 1.155 | 281686.0883 | 325347.432 | 5.43 | 5.973
| Cap-BS 2 | - CWC Inlet Header Cap | Black Steel Cap - 2" | OD: Pc; NCnew: 1; RCnew: 1; IN: 2; OUT: 2 | 1 | 1 | 2 | 2998.076 | 5996.152 | 0.076879 | 0.15376
| BS40-2 | - CWC Outlet Header | Steel Pipe, 2" ANSI Sch40 (65mm) | m |  |  |  | 1100 | 1.1 | 1 | 1 | 1.1 | 1 | 1.05 | 1.155 | 281686.0883 | 325347.432 | 5.43 | 5.973
| Cap-BS 2 | - CWC Outlet Header Cap | Black Steel Cap - 2" | OD: Pc; NCnew: 1; RCnew: 1; IN: 2; OUT: 2 | 1 | 1 | 2 | 2998.076 | 5996.152 | 0.076879 | 0.15376
| CuDX/ACC-3/8 | - CWC Connector : 50mm | Cu Pancake, 3/8" x 0.81mmT x 15m x 2.962kG/Roll | m |  |  |  | 50 | 0.05 | 1 | 76 | 3.8 | 1 | 1.05 | 3.99 | 36327.2191 | 144945.6042 | 0.19747 | 0.75037
| 0 | - DXC Inlet Header | 0 | m |  |  |  | 150 | 0.15 | 1 | 1 | 0.15 | 0 | 1.05 | 0 | 0 | 0 | 0 | 0
| 0 | - DXC Inlet Header Cap | 0 | OD: Pc; NCnew: 1; RCnew: 1; IN: 2; OUT: 2 | 0 | 1 | 0 | 0 | 0 | 0 | 0
| 0 | - DXC Outlet Header | 0 | m |  |  |  | 1550 | 1.55 | 1 | 1 | 1.55 | 0 | 1.05 | 0 | 0 | 0 | 0 | 0
| 0 | - DXC Outlet Header Cap | 0 | OD: Pc; NCnew: 1; RCnew: 1; IN: 2; OUT: 2 | 0 | 1 | 0 | 0 | 0 | 0 | 0
| 0 | - DXC Connector : 50mm | 0 | m |  |  |  | 50 | 0.05 | 1 | 38 | 1.9 | 0 | 1.05 | 0 | 0 | 0 | 0 | 0
| 0 | - ACC Inlet Header | 0 | m |  |  |  | 1100 | 1.1 | 1 | 1 | 1.1 | 0 | 1.05 | 0 | 0 | 0 | 0 | 0
| 0 | - ACC Inlet Header Cap | 0 | OD: Pc; NCnew: 1; RCnew: 1; IN: 2; OUT: 2 | 0 | 1 | 0 | 0 | 0 | 0 | 0
| 0 | - ACC Outlet Header | 0 | m |  |  |  | 1100 | 1.1 | 1 | 1 | 1.1 | 0 | 1.05 | 0 | 0 | 0 | 0 | 0
| 0 | - ACC Inlet Header Cap | 0 | OD: Pc; NCnew: 1; RCnew: 1; IN: 2; OUT: 2 | 0 | 1 | 0 | 0 | 0 | 0 | 0
| 0 | - ACC Connector : 50mm | 0 | m |  |  |  | 50 | 0.05 | 1 | 76 | 3.8 | 0 | 1.05 | 0 | 0 | 0 | 0 | 0
| BRAZING COST | [19 empty] | 6443793.5424 | 33.23%
| Alloy-2% | - CWC Main Coil | Cu-Cu Brazing 2%: U bend to Main Coil | 9.525 |  |  |  | 29.9357 | 0.029936 | 0.028432 | 380 | 0.32343 | 1 | 1 | 0.32343 | 818917.2421 | 264861.8891 | 1 | 0.32343
| Alloy-2% | - CWC Main Coil | Cu-Cu Brazing 2%: Connector IN to Main Coil | 9.525 |  |  |  | 29.9357 | 0.029936 | 0.028432 | 38 | 0.032343 | 1 | 1 | 0.032343 | 818917.2421 | 26486.1889 | 1 | 0.032343
| Alloy-2% | - CWC Main Coil | Cu-Cu Brazing 2%: Connector OUT to Main Coil | 9.525 |  |  |  | 29.9357 | 0.029936 | 0.028432 | 38 | 0.032343 | 1 | 1 | 0.032343 | 818917.2421 | 26486.1889 | 1 | 0.032343
| Alloy-35% | - CWC Header | Cu-Cu Brazing 2% or 35%: Connector IN to Header | 9.525 |  |  |  | 29.9357 | 0.029936 | 0.11078 | 38 | 0.12602 | 1 | 1 | 0.12602 | 9257679.7583 | 1166617.4782 | 1 | 0.12602
| Alloy-35% | - CWC Header | Cu-Cu Brazing 2% or 35%: Connector OUT to Header | 9.525 |  |  |  | 29.9357 | 0.029936 | 0.11078 | 38 | 0.12602 | 1 | 1 | 0.12602 | 9257679.7583 | 1166617.4782 | 1 | 0.12602
| Alloy-35% | - CWC Header | Cu-Cu Brazing 2%/Welding: T Inlet to Header | 50.8 |  |  |  | 159.6571 | 0.15966 | 0.11078 | 1 | 0.017686 | 1 | 1 | 0.017686 | 9257679.7583 | 163735.7864 | 1 | 0.017686
| Welding | - CWC Header | Cu-Cu Brazing 2%/Welding: T Outlet to Header | 50.8 |  |  |  | 159.6571 | 0.15966 | 0.05 | 1 | 0.0079829 | 1 | 1 | 0.0079829 | 26586.1027 | 212.2331 | 1 | 0.0079829
| Welding | - CWC Header | Cu-Cu Brazing 2%/Welding: Cap to Header | 50.8 |  |  |  | 159.6571 | 0.15966 | 0.05 | 6 | 0.047897 | 1 | 1 | 0.047897 | 26586.1027 | 1273.3984 | 1 | 0.047897
| Alloy-2% | - DXC Main Coil | Cu-Cu Brazing 2%: U bend to Main Coil | 9.525 |  |  |  | 29.9357 | 0.029936 | 0.028432 | 380 | 0.32343 | 0 | 1 | 0 | 818917.2421 | 0 | 1 | 0
| Alloy-2% | - DXC Main Coil | Cu-Cu Brazing 2%: Distributor Pipe 1/4" IN to Main Coil | 6.35 |  |  |  | 19.9571 | 0.019957 | 0.028432 | 38 | 0.021562 | 0 | 1 | 0 | 818917.2421 | 0 | 1 | 0
| Alloy-2% | - DXC Main Coil | Cu-Cu Brazing 2%: Connector OUT to Main Coil | 9.525 |  |  |  | 29.9357 | 0.029936 | 0.028432 | 38 | 0.032343 | 0 | 1 | 0 | 818917.2421 | 0 | 1 | 0
| Alloy-2% | - DXC Header | Cu-Cu Brazing 2%: Connector OUT to Suction Header | 9.525 |  |  |  | 29.9357 | 0.029936 | 0.028432 | 38 | 0.032343 | 0 | 1 | 0 | 818917.2421 | 0 | 1 | 0
| Alloy-2% | - DXC Header | Cu-Cu Brazing 2%: Copper Cap to Suction Header | 50.8 |  |  |  | 159.6571 | 0.15966 | 0.028432 | 2 | 0.0090787 | 0 | 1 | 0 | 818917.2421 | 0 | 1 | 0
| Alloy-2% | - DXC TXV | Cu-Cu Brazing 2%: Copper Cap to Inlet Header | 50.8 |  |  |  | 159.6571 | 0.15966 | 0.028432 | 0 | 0 | 0 | 1 | 0 | 818917.2421 | 0 | 1 | 0
| Alloy-35% | - DXC TXV | Cu-Brass Brazing 35%: Distributor Pipe 1/4" to Distributor | 6.35 |  |  |  | 19.9571 | 0.019957 | 0.11078 | 38 | 0.084011 | 0 | 1 | 0 | 9257679.7583 | 0 | 1 | 0
| Alloy-35% | - DXC TXV | Cu-Brass Brazing 35%: Inlet to Distributor | 50.8 |  |  |  | 159.6571 | 0.15966 | 0.11078 | 0 | 0 | 0 | 1 | 0 | 9257679.7583 | 0 | 1 | 0
| Alloy-35% | - DXC TXV | Cu-Brass Brazing 35%: TXV to Distributor | 50.8 |  |  |  | 159.6571 | 0.15966 | 0.11078 | 0 | 0 | 0 | 1 | 0 | 9257679.7583 | 0 | 1 | 0
| Alloy-2% | - ACC Main Coil | Cu-Cu Brazing 2%: U bend to Main Coil | 9.525 |  |  |  | 29.9357 | 0.029936 | 0.028432 | 380 | 0.32343 | 0 | 1 | 0 | 818917.2421 | 0 | 1 | 0
| Alloy-2% | - ACC Main Coil | Cu-Cu Brazing 2%: IN/OUT Connector to Main Coil | 9.525 |  |  |  | 29.9357 | 0.029936 | 0.028432 | 76 | 0.064686 | 0 | 1 | 0 | 818917.2421 | 0 | 1 | 0
| Alloy-2% | - ACC Main Coil | Cu-Cu Brazing 2%: IN/OUT Connector to Main Coil | 9.525 |  |  |  | 29.9357 | 0.029936 | 0.028432 | 76 | 0.064686 | 0 | 1 | 0 | 818917.2421 | 0 | 1 | 0
| Alloy-2% | - ACC Header | Cu-Cu Brazing 2%: Connector to Header | 9.525 |  |  |  | 29.9357 | 0.029936 | 0.028432 | 76 | 0.064686 | 0 | 1 | 0 | 818917.2421 | 0 | 1 | 0
| Alloy-2% | - ACC Header | Cu-Cu Brazing 2%: T Inlet/Outlet to Header | 50.8 |  |  |  | 159.6571 | 0.15966 | 0.028432 | 2 | 0.0090787 | 0 | 1 | 0 | 818917.2421 | 0 | 1 | 0
| Alloy-2% | - ACC Header | Cu-Cu Brazing 2%: Cap to Header | 50.8 |  |  |  | 159.6571 | 0.15966 | 0.028432 | 6 | 0.027236 | 0 | 1 | 0 | 818917.2421 | 0 | 1 | 0
| LPG | - Brazing Gas | Industrial Gas, LPG : 6m3/150bar | Cyl |  |  |  | 17203.0571 | 17.2031 | 0.046713 | 1 | 0.80361 | 1 | 1 | 0.80361 | 1483599.4821 | 1192242.1378 | 0 | 0
| O2 | - Brazing Gas | Industrial Gas, Oxygen : 6m3/150bar | Cyl |  |  |  | 17203.0571 | 17.2031 | 0.046713 | 1 | 0.80361 | 1 | 1 | 0.80361 | 1329305.136 | 1068248.9554 | 0 | 0
| N2 | - Brazing Gas | Industrial Gas, Nitrogen : 6m3/150bar | Cyl |  |  |  | 17203.0571 | 17.2031 | 0.046713 | 1 | 0.80361 | 1 | 1 | 0.80361 | 1661631.4199 | 1335311.1943 | 0 | 0
| N2-Leak Test | - Leak Test Main Coil | Industrial Gas, Nitrogen : 6m3/150bar | Cyl | 9.525 | 0.33 | 1026.6295 |  | 9.7905e-06 | 5 | 228 | 0.011161 | 1 | 1 | 0.011161 | 1661631.4199 | 18545.7152 | 0 | 0
| N2-Leak Test | - Leak Test CWC Header | Industrial Gas, Nitrogen : 6m3/150bar | Cyl | 50.8 | 5 | 1100 |  | 0.00079169 | 5 | 2 | 0.0079169 | 1 | 1 | 0.0079169 | 1661631.4199 | 13154.8986 | 0 | 0
| N2-Leak Test | - Leak Test DXC Header | Industrial Gas, Nitrogen : 6m3/150bar | Cyl | 50.8 | 1.2 | 1550 |  | 0.00028995 | 5 | 1 | 0.0014497 | 0 | 1 | 0 | 1661631.4199 | 0 | 0 | 0
| N2-Leak Test | - Leak Test ACC Header | Industrial Gas, Nitrogen : 6m3/150bar | Cyl | 50.8 | 1.2 | 1100 |  | 0.00020577 | 5 | 2 | 0.0020577 | 0 | 1 | 0 | 1661631.4199 | 0 | 0 | 0
| COATING COST | [19 empty] | 0 | 0%
| VR514 | - Anti Corrosion-Heresite | Heresite Phenolic VR514 (5USG Pail @ 4.442kG/USG) | m2 |  |  | 129.9 | 950 | 0.1234 | 0.027096 | 910 | 3.0429 | 0 | 1 | 0 | 1234943.1818 | 0 | 0.63 | 0
| S440 |  | Heresite Solvent S440 (Impala Super) | m2 |  |  | 129.9 | 950 | 0.1234 | 0.013047 | 910 | 1.4652 | 0 | 1 | 0 | 2309.8207 | 0 | 0 | 0
| UC5504 | - Anti UV-Heresite | Heresite Polyurethane UC5504 | m2 |  |  | 129.9 | 950 | 0.1234 | 0.029926 | 910 | 3.3607 | 0 | 1 | 0 | 792588.0797 | 0 | 0.61 | 0
| S330 |  | Heresite Solvent S330 | m2 |  |  | 129.9 | 950 | 0.1234 | 0.01441 | 910 | 1.6182 | 0 | 1 | 0 | 2309.8207 | 0 | 0 | 0
| WB506 | - Anti Corrosion-Heresite | Heresite Phenolic WB506 (5USG/4.442kG per Pail) | m2 |  |  | 129.9 | 950 | 0.1234 | 0.023091 | 910 | 2.5931 | 0 | 1 | 0 | 411079.4104 | 0 | 0.3 | 0
| Water |  | Water | m2 |  |  | 129.9 | 950 | 0.1234 | 0 | 910 | 0 | 0 | 1 | 0 | 0 | 0 | 0 | 0
| Aeris AC | - Anti Bacterial/Corrosion-Aeris | Aeris AG-CPB-5 (AUD$451.52 per 5Liter) | m2 |  |  | 129.9 | 950 | 0.1234 | 0.05 | 910 | 5.6149 | 0 | 1 | 0 | 1430268.0363 | 0 | 0.3 | 0
| Aeris AB |  | Aeris AG-CPB-5 (AUD$115.02 per 1.25Liter) | m2 |  |  | 129.9 | 950 | 0.1234 | 0.0029 | 910 | 0.32567 | 0 | 1 | 0 | 1457383.3233 | 0 | 0 | 0
| TiO2 | - Anti Bacterial/Corrosion-TiO2 | ECRA-DMT TiO2 | m2 |  |  | 129.9 | 950 | 0.1234 | 0.023091 | 910 | 2.5931 | 0 | 1 | 0 | 1417500 | 0 | 0.3 | 0
| Water |  | Water | m2 |  |  | 129.9 | 950 | 0.1234 | 0 | 910 | 0 | 0 | 1 | 0 | 0 | 0 | 0 | 0
| PACKING COST | [19 empty] | 541395 | 2.792%
| Packing Type | Std Packing | 0.24139 | OD: m3; NCnew: 1; RCnew: 1; IN: 0.24139; OUT: 0.24139 | 1 | 1 | 0.24139 | 1000000 | 241395 | 0 | 0
| Pressure Gauge |  |  | OD: Pc; NCnew: 1; RCnew: 1; IN: 2; OUT: 2 | 1 | 1 | 2 | 150000 | 300000 | 0 | 0
| Delivery Cost | By Customer |  | OD: Lot; NCnew: 1; RCnew: 1; IN: 0; OUT: 0 | 1 | 1 | 0 | 2000000 | 0 | 0 | 0
| Unit Cost (Rp) / Unit Weight (kG) | [15 empty] | 19388613.5158 |  | 72.0282 | kG | 19388613.5158 | 100%
30%
27698019.3084
27700000
Note on G71: 900ft2/USG/dry mil 73% solid by weight
Note on M71: VR514: $43.50/USG => $70.00/USG (2024) S440: $16.25/USG => $26.15/USG (2024) UC5504: $64.11/USG => $103.17/USG (2024) S330: $17.85/USG => $28.72/USG (2024) WB506: $45.60/USG =>$ 73.38/USG (2024) TiO2: $30/Liter (2024)
Note on N71: VR514: $43.50/USG => $70.00/USG (2024) S440: $16.25/USG => $26.15/USG (2024) UC5504: $64.11/USG => $103.17/USG (2024) S330: $17.85/USG => $28.72/USG (2024) WB506: $45.60/USG =>$ 73.38/USG (2024) TiO2: $30/Liter (2024)
Note on G75: $/USG: $228/5USG $/kG: $228/5/4.442 $/Liter: $228/5/3.7854
Note on E208: Available 2025: 3/8, 1/2, 5/8

## Quotation
PT. UDARA JADI BERSIH
Manufacture : Kawasan Sarana Terpadu, JL. Industri Cikarang, Pasirgombong, Kec. Cikarang Utara
Kab. Bekasi - Jawa Barat. 17530. Phone : (021) 8935670 - 71
To | PT Midea |  | QUOTATION |  |  | From | Rayesh
Add
AHU CW 3492
[6 empty] | Date | 2026-03-08 21:50
Up |  |  | Telp |  |  | Your Ref
Hp |  |  | Fax |  |  | Our Ref
No | Description |  |  | Qty | UOM | Unit Price | Total Value
1 | AHU-IU1 |  |  | 1 | Unit | 178700000 | 178700000 | Fee 5% |  | #REF!
| - Capacity : 276,912 Btu/h | [6 empty] | 1760 | 30% | #REF! | #REF!
| - Airflow : 3,800 LPS | [6 empty] | 840 |  |  | #REF!
| - ESP : 1 in.wg | [9 empty] | #REF!
- Dimension : 1420 (H) x 1930 (W) x 1625 (D)
- Casing Double Skin 50 mm CB-GI (DS5060 Type) With
- Alumunium Exstrusion
- Coil : Al Fin/Copper Tube/Black Steel Header/Exclude Heresite
- Include Pre Filter G4
- Fan : Belt Drive Fan
2 | AHU-IU2 |  |  | 1 | Unit | #REF! | #REF!
- Capacity : 254,251 Btu/h
- Airflow : 3,500 LPS
- ESP : 1 in.wg
- Dimension : 1420 (H) x 1930 (W) x 1625 (D)
- Casing Double Skin 50 mm CB-GI (DS5060 Type) With
- Alumunium Exstrusion
- Coil : Al Fin/Copper Tube/Black Steel Header/Exclude Heresite
- Include Pre Filter G4
- Fan : Belt Drive Fan
3 | AHU-IU3 |  |  | 1 | Unit | #REF! | #REF!
- Capacity : 180,731 Btu/h
- Airflow : 2,500 LPS
- ESP : 1 in.wg
- Dimension : 1420 (H) x 1625 (W) x 1625 (D)
- Casing Double Skin 50 mm CB-GI (DS5060 Type) With
- Alumunium Exstrusion
- Coil : Al Fin/Copper Tube/Black Steel Header/Exclude Heresite
- Include Pre Filter G4
- Fan : Belt Drive Fan
[6 empty] | Total | #REF!
[5 empty] | Disc | 0% | #REF!
[5 empty] | Total |  | #REF!
[5 empty] | PPN | 11% | #REF!
[5 empty] | Grand Total |  | #REF!
Note :
1. Payment : DP 50%, balance CBD | [13 empty] | 30%
2. Delivery : To be confirmed | [11 empty] | #REF! | #REF! | #REF! | #REF!
3. Price : Ex-work Cikarang, Rupiah | [13 empty] | 30%
4. Validity : 15 Days | [12 empty] | 22478560 | 32112228.5714 | 32113000
5. Price not include startup, test commissioning, & installation | [13 empty] | 30%
6. Spareparts warranty is 12 months since delivery time/pick up of the unit
7. Price is not include replacement of damaged items caused by operating errors and unstable power supply
8. Price is not include unexpected costs
[13 empty] | 30127857.2 | 43039796 | 43040000
Issued by : |  |  |  |  | Checked by : |  | Approved by :
Rayesh ¦ Estimator |  |  |  |  | Ahmad Zaki ¦ Engineering |  | April ¦ S&D
PT. Udara Jadi Bersih
Phone : +6221-8935670 / 71
Address : Kawasan Sarana Terpadu, JL. Industri Cikarang, Pasirgombong, Kec. Cikarang Utara. Bekasi - Jawa Barat 17530
E-mail : saleshvac@udarajadibersih.co.id

## Project Cost
PROJECT COSTING
Nama : Rotary Pratama Engineering |  | Tgl Penawaran : |  | 2020-04-20
Nama : Pak Ahmad |  | Tgl Po : |  | -
Sales : Naufal |  | No Po : |  | -
| Description | Tahap Penawaran Material
|  | Qty | Unit Price | Kurs | Total | %
A | Sales
1 | #REF! | 1 | #REF! |  | #REF!
#REF!
#REF!
#REF!
#REF!
#REF!
#REF!
#REF!
2 | #REF! | 1 | #REF! |  | #REF!
#REF!
#REF!
#REF!
#REF!
#REF!
#REF!
#REF!
| Total |  |  |  | #REF!
| Disc |  | 0% |  | #REF!
| Sub Total |  |  |  | #REF!
| PPN |  | 10% |  | #REF!
| Grand Total |  |  |  | #REF!
B | Cost
1 | #REF! | 1 | #REF! |  | #REF!
#REF!
#REF!
#REF!
#REF!
#REF!
#REF!
#REF!
2 | #REF! | 1 | #REF! |  | #REF!
#REF!
#REF!
#REF!
#REF!
#REF!
#REF!
#REF!
Total
Disc
| Total Cost |  |  |  | #REF! | #REF!
C | Other Expense
| Total other Expense |  |  |  | 0 | #REF!
[5 empty] | 0 | #REF!
D | Margin ((A-(B+C+D)) |  |  |  | #REF! | #REF!
Penawaran disetujui oleh :
1) PP Tune
2) Aminah